## COVER PAGE
[6 empty] | Project N° | Unit | Document Code | Serial N° | Rev. | Page
[6 empty] | 218857C | 00 | PS 1600 | 0001 | A | 1
SOCAR
NEW REFINERY PROJECT
PRICE SCHEDULE for ELECTRICAL WORKS Area Process North
A |  |  | 16.02.2026 | FIRST ISSUED
Rev |  |  | Date DD/MM/YY | STATUS | WRITTEN BY (name & visa) |  |  | CHECKED BY (name & visa) |  | APPROVED BY (name & visa)
DOCUMENT REVISIONS
Sections changed are identified by a vertical line in the margin
TEN-MBP-Onshore-PS1600-ENG-Rev0
TABLE OF CONTENTS
1 INTRODUCTION
2 QUANTITIES AND PRICE SCHEDULES
1 INTRODUCTION
The purpose of the present document is to set forth the unit price for each Price Item as defined into the Price
Description (PD1600); thereby enabling the calculation of the total direct cost for the Electrical Works to be executed by
SUBCONTRACTOR.

## PS
|  |  | Project N° | Unit | Document Type - Work Code | Serial N° | Rev. | Page
|  |  | 218857C | 00 | PS 1600 | 0001 | A | 2
Bidder to consider Secondary Average Cable length: -secondary cable length for Electrical Tracing System (1650) = 50 lm -secondary cable length for Lighting System (1680) = 50 lm
PRICE SCHEDULE FOR ELECTRICAL WORKS
|  |  |  | FCC | ss FCC | Overall QTY |  | Bidder to Fill Yellow Cells
|  |  |  | U58 | SS 00-BA-815 |  |  | Productivity | Total Manhours | Direct Unit Price Labour | Direct Unit Price Material | Direct Total Price Material | Direct Total Price Labour | Direct Total Price Material + Labour |  |  |  |  | 5 |  | 1
Pay Item | Work description |  | U.M. |  |  |  |  | [MHs/u.m] | MHs | [USD/ u.m] | [USD/ u.m] | USD | USD | USD | Unit Material | Total Material | Unit Mh | Total Mh | Unit Lab | Total Lab | Unit Eq | Total Eq | Unit Tool | Total Tool | Unit Subcon | Total Subcon | Total Unit | Grand Total
SYSTEM 1610 - GROUNDING AND LIGHTNING SYSTEM
1610.01 |  | INSTALLATION OF UNDERGROUND GROUNDING CONDUCTOR
1610.01.01 |  | Section 25 - 50 mm² | m | 8319 | 313 | 8632 |  | 0.2 | 1726.4 | 1 | 5 | 8632 | 43160 | 51792 |  | 0 | 0.82 | 7078.24 | 4.1 | 35391.2 | 0.15 | 1294.8 | 0.41 | 3539.12 |  | 0 | 4.66 | 40225.12 | GAS CHEMICAL COMPLEX_CCB - COST
1610.01.02 |  | Section 70 - 150 mm² | m | 16923 | 449 | 17372 |  | 0.28 | 4864.16 | 1.4 | 10.5 | 24320.8 | 182406 | 206726.8 |  | 0 | 0.92 | 15982.24 | 4.6 | 79911.2 | 0.19 | 3300.68 | 0.53 | 9207.16 |  | 0 | 5.32 | 92419.04
1610.01.03 |  | Section 185 - 240 mm² (up to 500 mm2) | m | 0 | 134 | 134 |  | 0.36 | 48.24 | 1.8 | 19 | 241.2 | 2546 | 2787.2 |  | 0 |  | 0 | 0 | 0 |  | 0 |  | 0 |  | 0 | 0 | 0
1610.02 |  | INSTALLATION AND CONNECTION OF ROD WITH INSPECTION PIT |  | 0 | 0 | 0
1610.02.01 |  | Rod length up to and including 1.5 m | ea | 0 | 0 | 0
1610.02.02 |  | Rod length above 1.5 m, up to and including 3 m | ea | 21 | 21 | 42 |  | 3.2 | 134.4 | 16 | 75 | 672 | 3150 | 3822 |  | 0 |  | 0 | 0 | 0 |  | 0 |  | 0 |  | 0 | 0 | 0
1610.02.03 |  | Rod length above 3 m, up to and including 6.0 m | ea | 0 | 0 | 0
1610.03 |  | INSTALLATION AND CONNECTION OF ROD WITHOUT INSPECTION PIT (DIRECTLY BURIED) |  | 0 | 0 | 0
1610.03.01 |  | Rod length up to and including 1.5 m | ea | 0 | 0 | 0
1610.03.02 |  | Rod length above 1.5 m, up to and including 3 m | ea | 0 | 0 | 0
1610.03.03 |  | Rod length above 3 m, up to and including 6.0 m | ea | 0 | 0 | 0
1610.04 |  | INSTALLATION OF GROUNDING BAR (DISPATCHER) |  | 0 | 0 | 0
1610.04.01 |  | Dispatcher on steel/concrete structure direct mounting | ea | 236 | 19 | 255 |  | 4 | 1020 | 20 | 38 | 5100 | 9690 | 14790 |  | 0 |  | 0 | 0 | 0 |  | 0 |  | 0 |  | 0 | 0 | 0
1610.04.02 |  | Dispatcher on independent frame mounting | ea | 0 | 0 | 0
1610.04.03 |  | Substation main grounding bar - tape, aboveground | m | 0 | 77 | 77 |  | 1 | 77 | 5 | 15 | 385 | 1155 | 1540 |  | 0 |  | 0 | 0 | 0 |  | 0 |  | 0 |  | 0 | 0 | 0
1610.05 |  | INSTALLATION OF OVERHEAD CONDUCTOR |  | 0 | 0 | 0
1610.05.01 |  | Section 25 - 50 mm² | m | 16814 | 163 | 16977 |  | 0.25 | 4244.25 | 1.25 | 5 | 21221.25 | 84885 | 106106.25 |  | 0 |  | 0 | 0 | 0 |  | 0 |  | 0 |  | 0 | 0 | 0
1610.05.02 |  | Section 70 - 150 mm² | m | 11535 | 1182 | 12717 |  | 0.32 | 4069.44 | 1.6 | 10.5 | 20347.2 | 133528.5 | 153875.7 |  | 0 |  | 0 | 0 | 0 |  | 0 |  | 0 |  | 0 | 0 | 0
1610.05.03 |  | Section 185 - 240 mm² (up to 500 mm2) | m | 0 | 190 | 190 |  | 0.4 | 76 | 2 | 19 | 380 | 3610 | 3990 |  | 0 |  | 0 | 0 | 0 |  | 0 |  | 0 |  | 0 | 0 | 0
1610.06 |  | EQUIPMENT/STRUCTURE GROUNDING CONNECTION |  | 0 | 0 | 0
1610.06.01 |  | Section 25 - 50 mm² | ea | 3677 | 103 | 3780 |  | 1.2 | 4536 | 6 | 3.5 | 22680 | 13230 | 35910 |  | 0 |  | 0 | 0 | 0 |  | 0 |  | 0 |  | 0 | 0 | 0
1610.06.02 |  | Section 70 - 150 mm² | ea | 782 | 383 | 1165 |  | 1.6 | 1864 | 8 | 6.5 | 9320 | 7572.5 | 16892.5 |  | 0 |  | 0 | 0 | 0 |  | 0 |  | 0 |  | 0 | 0 | 0
1610.06.03 |  | Section 185 - 240 mm² (up to 500 mm2) | ea | 0 | 21 | 21 |  | 2 | 42 | 10 | 11 | 210 | 231 | 441 |  | 0 |  | 0 | 0 | 0 |  | 0 |  | 0 |  | 0 | 0 | 0
1610.07 |  | INSTALLATION OF EARTHING LUG |  | 0 | 0 | 0
1610.07.01 |  | Normal - plate length = 75 mm | ea | 755 | 13 | 768 |  | 0.3 | 230.4 | 1.5 | 2 | 1152 | 1536 | 2688 |  | 0 |  | 0 | 0 | 0 |  | 0 |  | 0 |  | 0 | 0 | 0
1610.07.02 |  | Long - plate length = 150 mm | ea | 0 | 0 | 0
1610.08 |  | INSTALLATION OF LIGHTNING PROTECTION SYSTEM |  | 0 | 0 | 0
1610.08.01 |  | Lightning conductor - tape, aboveground | m | 756 | 0 | 756 |  | 0.28 | 211.68 | 1.4 | 8 | 1058.4 | 6048 | 7106.4 |  | 0 |  | 0 | 0 | 0 |  | 0 |  | 0 |  | 0 | 0 | 0
1610.08.02 |  | Lightning conductor - wire, aboveground | m | 0 | 0 | 0
1610.08.03 |  | Air terminals | ea | 10 | 0 | 10 |  | 1.6 | 16 | 8 | 45 | 80 | 450 | 530 |  | 0 |  | 0 | 0 | 0 |  | 0 |  | 0 |  | 0 | 0 | 0
1610.08.04 |  | Surge arresters | ea | 0 | 0 | 0
1610.08.05 |  | Earthing system couplers | ea | 0 | 0 | 0
|  |  |  | 0 | 0 | 0
|  |  |  | 0 | 0 | 0
|  |  |  | 0 | 0 | 0
0
|  |  |  | 0 | 0 | 0
|  |  |  | 0 | 0 | 0
SYSTEM 1620 - SUBSTATION EQUIPMENT |  |  |  | 0 | 0 | 0
|  |  |  | 0 | 0 | 0
|  |  |  | 0 | 0 | 0
1620.01 |  | INSTALLATION OF MAIN TRANSFORMERS, LIQUID IMMERSED |  | 0 | 0 | 0
1620.01.01 |  | Primary ..... kV, secondary ..... kV - Rated power ≤ 5 MVA | ea | 0 | 0 | 0
1620.01.02 |  | Primary ..... kV, secondary ..... kV - Rated power 5.1 - 20 MVA | ea | 0 | 0 | 0
1620.01.03 |  | Primary ..... kV, secondary ..... kV - Rated power 20.1 - 50 MVA | ea | 0 | 0 | 0
1620.01.04 |  | Primary ..... kV, secondary ..... kV - Rated power 51 - 100 MVA | ea | 0 | 0 | 0
1620.01.05 |  | Primary ..... kV, secondary ..... kV - Rated power > 100 MVA | ea | 0 | 0 | 0
1620.02 |  | INSTALLATION OF MAIN TRANSFORMERS, CAST RESIN / DRY |  | 0 | 0 | 0
1620.02.01 |  | Primary ..... kV, secondary ..... kV - Rated power ≤ 5 MVA | ea | 0 | 0 | 0
1620.02.02 |  | Primary ..... kV, secondary ..... kV - Rated power 5.1 - 20 MVA | ea | 0 | 0 | 0
1620.02.03 |  | Primary ..... kV, secondary ..... kV - Rated power 20.1 - 50 MVA | ea | 0 | 0 | 0
1620.03 |  | INSTALLATION OF DISTRIBUTION TRANSFORMERS, LIQUID IMMERSED |  | 0 | 0 | 0
1620.03.01 |  | Primary ..... kV, secondary ..... V - Rated power 100 - 400 kVA | ea | 0 | 0 | 0
1620.03.02 |  | Primary ..... kV, secondary ..... V - Rated power 500 - 630 kVA | ea | 0 | 0 | 0
1620.03.03 |  | Primary ..... kV, secondary ..... V - Rated power 800 - 1000 kVA | ea | 0 | 0 | 0
1620.03.04 |  | Primary ..... kV, secondary ..... V - Rated power 1250 - 1600 kVA | ea | 0 | 0 | 0
1620.03.05 |  | Primary ..... kV, secondary ..... V - Rated power 2000 - 2500 kVA | ea | 0 | 0 | 0
1620.03.06 |  | Primary ..... kV, secondary ..... V - Rated power ≥ 3150 kVA | ea | 0 | 6 | 6 |  | 224 | 1344 | 1120 | 0 | 6720 | 0 | 6720 |  | 0 | 2688 | 16128 | 13440 | 80640 |  | 0 |  | 0 |  | 0 | 13440 | 80640
1620.04 |  | INSTALLATION OF DISTRIBUTION TRANSFORMERS, CAST RESIN / DRY |  | 0 | 0 | 0
1620.04.01 |  | Primary ..... kV, secondary ..... V - Rated power 100 - 400 kVA | ea | 0 | 0 | 0
1620.04.02 |  | Primary ..... kV, secondary ..... V - Rated power 500 - 630 kVA | ea | 0 | 0 | 0
1620.04.03 |  | Primary ..... kV, secondary ..... V - Rated power 800 - 1000 kVA | ea | 0 | 0 | 0
1620.04.04 |  | Primary ..... kV, secondary ..... V - Rated power 1250 - 1600 kVA | ea | 0 | 0 | 0
1620.04.05 |  | Primary ..... kV, secondary ..... V - Rated power 2000 - 2500 kVA | ea | 0 | 0 | 0
1620.04.06 |  | Primary ..... kV, secondary ..... V - Rated power ≥ 3150 kVA | ea | 0 | 0 | 0
1620.05 |  | INSTALLATION OF REACTORS |  | 0 | 0 | 0
1620.05.01 |  | MV - ...... kV reactor - ...... kVAr - Indoor | ea | 0 | 0 | 0
1620.05.02 |  | MV - ...... kV reactor - ...... kVAr - Outdoor | ea | 0 | 0 | 0
1620.06 |  | INSTALLATION OF MEDIUM VOLTAGE SWITCHGEARS AND MCCs |  | 0 | 0 | 0
1620.06.01 |  | MV (air insulated) - ...... kV switchgear columns - ...... A - ...... kA | ea | 0 | 40 | 40 |  | 22 | 880 | 110 | 0 | 4400 | 0 | 4400 |  | 0 |  | 0 | 0 | 0 |  | 0 |  | 0 |  | 0 | 0 | 0
1620.06.02 |  | MV (GIS) - ...... kV switchgear columns - ...... A - ...... kA | ea | 0 | 0 | 0
1620.07 |  | INSTALLATION OF LOW VOLTAGE SWITCHGEARS AND MCCs |  | 0 | 0 | 0
1620.07.01 |  | LV (≤ 1 kV) - ...... V switchgear columns - ...... A - ...... kA | ea | 0 | 18 | 18 |  | 18 | 324 | 90 | 0 | 1620 | 0 | 1620 |  | 0 |  | 0 | 0 | 0 |  | 0 |  | 0 |  | 0 | 0 | 0
1620.07.02 |  | LV (≤ 1 kV) - ...... V motor control center columns - ...... A - ...... kA | ea | 0 | 76 | 76 |  | 14 | 1064 | 70 | 0 | 5320 | 0 | 5320 |  | 0 |  | 0 | 0 | 0 |  | 0 |  | 0 |  | 0 | 0 | 0
1620.08 |  | INSTALLATION OF LOW VOLTAGE DISTRIBUTION AND AUXILIARY PANELS |  | 0 | 0 | 0
1620.08.01 |  | General Distribution Board | ea | 0 | 0 | 0
1620.08.02 |  | Lighting / Small Power distribution panel | ea | 0 | 2 | 2 |  | 10 | 20 | 50 | 0 | 100 | 0 | 100 |  | 0 |  | 0 | 0 | 0 |  | 0 |  | 0 |  | 0 | 0 | 0
1620.08.03 |  | MOVs distribution panel | ea | 0 | 0 | 0
1620.08.04 |  | Emergency diesel generator set control panel | ea | 0 | 1 | 1 |  | 20 | 20 | 100 | 0 | 100 | 0 | 100 |  | 0 |  | 0 | 0 | 0 |  | 0 |  | 0 |  | 0 | 0 | 0
1620.08.05 |  | Synchronous motor / generator excitation panel | ea | 0 | 0 | 0
1620.08.06 |  | Substation electrical/instrument interface panel | ea | 0 | 0 | 0
1620.08.07 |  | Substation alarm annunciator panel | ea | 0 | 0 | 0
1620.08.08 |  | PMS/SCADA panels and workstations | ea | 0 | 1 | 1 |  | 26 | 26 | 130 | 0 | 130 | 0 | 130 |  | 0 |  | 0 | 0 | 0 |  | 0 |  | 0 |  | 0 | 0 | 0
1620.08.09 |  | Substation (fiscal) metering panel | ea | 0 | 0 | 0
1620.08.10 |  | Digital Fault Recorder panel | ea | 0 | 0 | 0
1620.09 |  | INSTALLATION OF BUS DUCTS |  | 0 | 0 | 0
1620.09.01 |  | MV, Metal Enclosed type - ...... kV bus duct - ...... A - ...... kA | m | 0 | 0 | 0
1620.09.02 |  | MV, Cast Resin type - ...... kV bus duct - ...... A - ...... kA | m | 0 | 0 | 0
1620.09.03 |  | MV - ...... kV cable bus system with elbows, eq. connections & wall penetration | m | 0 | 0 | 0
1620.09.11 |  | LV (≤ 1 kV), Metal Enclosed type - ...... V bus duct - ...... A - ...... kA - Indoor | m | 0 | 120 | 120 |  | 2.8 | 336 | 14 | 0 | 1680 | 0 | 1680 |  | 0 |  | 0 | 0 | 0 |  | 0 |  | 0 |  | 0 | 0 | 0
1620.09.12 |  | LV (≤ 1 kV), Cast Resin type - ...... V bus duct - ...... A - ...... kA - Outdoor | m | 0 | 0 | 0
1620.09.13 |  | LV (≤ 1 kV) - ...... V cable bus system with elbows, eq. connections & wall penetration | m | 0 | 0 | 0
1620.10 |  | INSTALLATION OF CAPACITOR BANKS |  | 0 | 0 | 0
1620.10.01 |  | MV - ...... kV capacitor bank - ...... kVAr - Indoor | ea | 0 | 0 | 0
1620.10.02 |  | MV - ...... kV capacitor bank - ...... kVAr - Outdoor | ea | 0 | 2 | 2 |  | 32 | 64 | 160 | 0 | 320 | 0 | 320 |  | 0 |  | 0 | 0 | 0 |  | 0 |  | 0 |  | 0 | 0 | 0
1620.10.11 |  | LV (≤ 1 kV) - ...... V capacitor bank - ...... kVAr - Indoor | ea | 0 | 0 | 0
1620.10.12 |  | LV (≤ 1 kV) - ...... V capacitor bank - ...... kVAr - Outdoor | ea | 0 | 0 | 0
1620.11 |  | INSTALLATION OF GROUNDING TRANSFORMERS & RESISTORS |  | 0 | 0 | 0
1620.11.01 |  | MV - ...... kV neutral grounding resistor - ...... A | ea | 0 | 0 | 0
1620.11.11 |  | MV - ...... kV neutral grounding transformer - ...... kVA - Indoor | ea | 0 | 0 | 0
1620.11.12 |  | MV - ...... kV neutral grounding transformer - ...... kVA - Outdoor | ea | 0 | 0 | 0
1620.11.21 |  | LV (≤ 1 kV) - ...... V neutral grounding resistor - ...... A | ea | 0 | 0 | 0
1620.12 |  | INSTALLATION OF UPS SYSTEMS |  | 0 | 0 | 0
1620.12.01 |  | Uninterruptible Power Supply (UPS) system, ...... V, ...... kVA | ea | 0 | 1 | 1 |  | 38 | 38 | 190 | 0 | 190 | 0 | 190 |  | 0 |  | 0 | 0 | 0 |  | 0 |  | 0 |  | 0 | 0 | 0
1620.12.02 |  | Uninterruptible Power Supply (UPS) system, redundant, ...... V, ...... + ...... kVA | ea | 0 | 1 | 1 |  | 45 | 45 | 225 | 0 | 225 | 0 | 225 |  | 0 |  | 0 | 0 | 0 |  | 0 |  | 0 |  | 0 | 0 | 0
1620.13 |  | INSTALLATION OF DC CHARGERS |  | 0 | 0 | 0
1620.13.01 |  | DC battery charger, ...... V, ...... A | ea | 0 | 1 | 1 |  | 26 | 26 | 130 | 0 | 130 | 0 | 130 |  | 0 |  | 0 | 0 | 0 |  | 0 |  | 0 |  | 0 | 0 | 0
1620.13.02 |  | DC battery charger, redundant, ...... V, ...... + ...... A | ea | 0 | 0 | 0
1620.14 |  | INSTALLATION OF BATTERIES |  | 0 | 0 | 0
1620.14.01 |  | Uninterruptible Power Supply (UPS) system battery bank, ...... V, ...... kVA, ..... hours | ea | 0 | 3 | 3 |  | 22 | 66 | 110 | 0 | 330 | 0 | 330 |  | 0 |  | 0 | 0 | 0 |  | 0 |  | 0 |  | 0 | 0 | 0
1620.14.02 |  | DC battery charger battery bank, ...... V, ...... kW, ..... hours | ea | 0 | 1 | 1 |  | 20 | 20 | 100 | 0 | 100 | 0 | 100 |  | 0 |  | 0 | 0 | 0 |  | 0 |  | 0 |  | 0 | 0 | 0
1620.14.03 |  | Installation of batteries isolator switch | ea | 0 | 4 | 4 |  | 3.2 | 12.8 | 16 | 0 | 64 | 0 | 64 |  | 0 |  | 0 | 0 | 0 |  | 0 |  | 0 |  | 0 | 0 | 0
1620.15 |  | INSTALLATION OF VARIABLE FREQUENCY DRIVES |  | 0 | 0 | 0
1620.15.01 |  | MV - ...... kV variable frequency drive - ...... kW (up to 5 MW) | ea | 0 | 0 | 0
1620.15.02 |  | MV - ...... kV variable frequency drive - ...... MW (above 5 MW) | ea | 0 | 0 | 0
1620.15.11 |  | LV (≤ 1 kV) - ...... V variable frequency drive - ...... kW | ea | 0 | 0 | 0
1620.15.12 |  | LV (≤ 1 kV) - ...... V variable frequency drive, with bypass - ...... kW | ea | 0 | 0 | 0
1620.15.21 |  | LV (≤ 1 kV) - ...... V thyristor heater control panel - ...... kW | ea | 0 | 0 | 0
1620.15.31 |  | Filters for MV variable frequency drive | ea | 0 | 0 | 0
1620.15.41 |  | Filters for LV variable frequency drive | ea | 0 | 0 | 0
1620.16 |  | INSTALLATION OF CABLE TRAYS AND CABLE LADDERS |  | 0 | 0 | 0
1620.16.01 |  | Cable tray, length ..... m, width 50 - 75 mm | m | 0 | 0 | 0
1620.16.02 |  | Cable tray, length ..... m, width 100 - 200 mm | m | 0 | 0 | 0
1620.16.03 |  | Cable tray, length ..... m, width 300 - 400 mm | m | 0 | 0 | 0
1620.16.04 |  | Cable tray, length ..... m, width 500 - 600 mm | m | 0 | 499 | 499 |  | 1.45 | 723.55 | 7.25 | 30 | 3617.75 | 14970 | 18587.75 |  | 0 | 11.94 | 5958.06 | 71.64 | 35748.36 | 5.97 | 2979.03 | 9.95 | 4965.05 |  | 0 | 87.56 | 43692.44
1620.16.05 |  | Cable tray, length ..... m, width 700 - 900 mm | m | 0 | 0 | 0
1620.16.11 |  | Cable ladder, length ..... m, width 50 - 75 mm | m | 0 | 0 | 0
1620.16.12 |  | Cable ladder, length ..... m, width 100 - 200 mm | m | 0 | 0 | 0
1620.16.13 |  | Cable ladder, length ..... m, width 300 - 400 mm | m | 0 | 0 | 0
1620.16.14 |  | Cable ladder, length ..... m, width 500 - 600 mm | m | 0 | 0 | 0
1620.16.15 |  | Cable ladder, length ..... m, width 700 - 900 mm | m | 0 | 0 | 0
1620.17 |  | INSTALLATION OF CABLE TRANSITS |  | 0 | 0 | 0
1620.17.01 |  | Frame type 2 (60 x 120 mm) | ea | 0 | 0 | 0
1620.17.02 |  | Frame type 4 (120 x 120 mm) | ea | 0 | 0 | 0
1620.17.03 |  | Frame type 6 (120 x 180 mm) | ea | 0 | 0 | 0
1620.17.04 |  | Frame type 8 (120 x 240 mm) | ea | 0 | 0 | 0
1620.17.11 |  | Inserts sect. 20 x 20 mm | ea | 0 | 0 | 0
1620.17.12 |  | Inserts sect. 30 x 30 mm | ea | 0 | 0 | 0
1620.17.13 |  | Inserts sect. 40 x 40 mm | ea | 0 | 0 | 0
1620.17.14 |  | Inserts sect. 60 x 60 mm | ea | 0 | 0 | 0
1620.17.15 |  | Inserts sect. 90 x 90 mm | ea | 0 | 0 | 0
1620.17.16 |  | Inserts sect. 120 x 120 mm | ea | 0 | 0 | 0
1620.18 |  | INSTALLATION OF CABLES WITHIN SUBSTATION |  | 0 | 0 | 0
1620.18.01 |  | MV (≤ 36 kV) - ..../.... kV power cable, 3 cores, section 35 mm² | m | 0 | 0 | 0
1620.18.02 |  | MV (≤ 36 kV) - ..../.... kV power cable, 3 cores, section 50 mm² | m | 0 | 0 | 0
1620.18.03 |  | MV (≤ 36 kV) - ..../.... kV power cable, 3 cores, section 70 mm² | m | 0 | 0 | 0
1620.18.04 |  | MV (≤ 36 kV) - ..../.... kV power cable, 3 cores, section 95 mm² | m | 0 | 0 | 0
1620.18.05 |  | MV (≤ 36 kV) - ..../.... kV power cable, 3 cores, section 120 mm² | m | 0 | 0 | 0
1620.18.06 |  | MV (≤ 36 kV) - ..../.... kV power cable, 3 cores, section 150 mm² | m | 0 | 217 | 217 |  | 0.28 | 60.76 | 1.4 | 28 | 303.8 | 6076 | 6379.8 |  | 0 |  | 0 | 0 | 0 |  | 0 |  | 0 |  | 0 | 0 | 0
1620.18.07 |  | MV (≤ 36 kV) - ..../.... kV power cable, 3 cores, section 185 mm² | m | 0 | 0 | 0
1620.18.11 |  | MV (≤ 36 kV) - ..../.... kV power cable, single core, section 240 mm² | m | 0 | 977 | 977 |  | 0.2 | 195.4 | 1 | 20 | 977 | 19540 | 20517 |  | 0 |  | 0 | 0 | 0 |  | 0 |  | 0 |  | 0 | 0 | 0
1620.18.12 |  | MV (≤ 36 kV) - ..../.... kV power cable, single core, section 300 mm² | m | 0 | 0 | 0
1620.18.13 |  | MV (≤ 36 kV) - ..../.... kV power cable, single core, section 400 mm² | m | 0 | 0 | 0
1620.18.14 |  | MV (≤ 36 kV) - ..../.... kV power cable, single core, section 500 mm² | m | 0 | 163 | 163 |  | 0.28 | 45.64 | 1.4 | 35 | 228.2 | 5705 | 5933.2 |  | 0 |  | 0 | 0 | 0 |  | 0 |  | 0 |  | 0 | 0 | 0
1620.18.15 |  | MV (≤ 36 kV) - ..../.... kV power cable, single core, section 630 mm² | m | 0 | 0 | 0
1620.18.16 |  | MV (≤ 36 kV) - ..../.... kV power cable, single core, section 800 mm² | m | 0 | 0 | 0
1620.18.17 |  | MV (≤ 36 kV) - ..../.... kV power cable, single core, section 1000 mm² | m | 0 | 0 | 0
1620.18.21 |  | LV (≤ 1 kV) power cable, multicore, section 1.5 mm² | m | 0 | 0 | 0
1620.18.22 |  | LV (≤ 1 kV) power cable, multicore, section 2.5 mm² | m | 0 | 229 | 229 |  | 0.05 | 11.45 | 0.25 | 1.36 | 57.25 | 311.44 | 368.69 | 0.96 | 219.84 | 0.51 | 116.79 | 2.55 | 583.95 | 0.1 | 22.9 | 0.29 | 66.41 |  | 0 | 3.9 | 893.1
1620.18.23 |  | LV (≤ 1 kV) power cable, multicore, section 4 mm² | m | 0 | 0 | 0
1620.18.24 |  | LV (≤ 1 kV) power cable, multicore, section 6 mm² | m | 0 | 2863 | 2863 |  | 0.065 | 186.095 | 0.33 | 3.26 | 944.79 | 9333.38 | 10278.17 | 8.85 | 25337.55 | 0.65 | 1860.95 | 3.25 | 9304.75 | 0.14 | 400.82 | 0.37 | 1059.31 |  | 0 | 12.61 | 36102.43
1620.18.25 |  | LV (≤ 1 kV) power cable, multicore, section 10 mm² | m | 0 | 115 | 115 |  | 0.065 | 7.475 | 0.33 | 5.44 | 37.95 | 625.6 | 663.55 | 8.85 | 1017.75 | 0.65 | 74.75 | 3.25 | 373.75 | 0.14 | 16.1 | 0.37 | 42.55 |  | 0 | 12.61 | 1450.15
1620.18.26 |  | LV (≤ 1 kV) power cable, multicore, section 16 mm² | m | 0 | 1260 | 1260 |  | 0.07 | 88.2 | 0.35 | 8.71 | 441 | 10974.6 | 11415.6 | 8.85 | 11151 | 0.65 | 819 | 3.25 | 4095 | 0.14 | 176.4 | 0.37 | 466.2 |  | 0 | 12.61 | 15888.6
1620.18.27 |  | LV (≤ 1 kV) power cable, multicore, section 25 mm² | m | 0 | 58 | 58 |  | 0.08 | 4.64 | 0.4 | 13.6 | 23.2 | 788.8 | 812 | 10.73 | 622.34 | 0.75 | 43.5 | 3.75 | 217.5 | 0.16 | 9.28 | 0.43 | 24.94 |  | 0 | 15.07 | 874.06
1620.18.28 |  | LV (≤ 1 kV) power cable, multicore, section 35 mm² | m | 0 | 115 | 115 |  | 0.1 | 11.5 | 0.5 | 19.04 | 57.5 | 2189.6 | 2247.1 | 29.12 | 3348.8 | 0.92 | 105.8 | 4.6 | 529 | 0.19 | 21.85 | 0.53 | 60.95 |  | 0 | 34.44 | 3960.6
1620.18.29 |  | LV (≤ 1 kV) power cable, multicore, section 50 mm² | m | 0 | 115 | 115 |  | 0.11 | 12.65 | 0.55 | 27.2 | 63.25 | 3128 | 3191.25 | 29.12 | 3348.8 | 0.92 | 105.8 | 4.6 | 529 | 0.19 | 21.85 | 0.53 | 60.95 |  | 0 | 34.44 | 3960.6
1620.18.30 |  | LV (≤ 1 kV) power cable, multicore, section 70 mm² | m | 0 | 0 | 0
1620.18.31 |  | LV (≤ 1 kV) power cable, multicore, section 95 mm² | m | 0 | 0 | 0
1620.18.32 |  | LV (≤ 1 kV) power cable, multicore, section 120 mm² | m | 0 | 344 | 344 |  | 0.14 | 48.16 | 0.7 | 65.29 | 240.8 | 22459.76 | 22700.56 | 69.94 | 24059.36 | 1.28 | 440.32 | 6.4 | 2201.6 | 0.27 | 92.88 | 0.74 | 254.56 |  | 0 | 77.35 | 26608.4
1620.18.33 |  | LV (≤ 1 kV) power cable, multicore, section 150 mm² | m | 0 | 172 | 172 |  | 0.16 | 27.52 | 0.8 | 81.61 | 137.6 | 14036.92 | 14174.52 | 69.94 | 12029.68 | 1.28 | 220.16 | 6.4 | 1100.8 | 0.27 | 46.44 | 0.74 | 127.28 |  | 0 | 77.35 | 13304.2
1620.18.34 |  | LV (≤ 1 kV) power cable, multicore, section 185 mm² | m | 0 | 0 | 0
1620.18.35 |  | LV (≤ 1 kV) power cable, multicore, section 240 mm² | m | 0 | 115 | 115 |  | 0.18 | 20.7 | 0.9 | 130.58 | 103.5 | 15016.7 | 15120.2 | 79.28 | 9117.2 | 1.45 | 166.75 | 7.25 | 833.75 | 0.31 | 35.65 | 0.84 | 96.6 |  | 0 | 87.68 | 10083.2
1620.18.41 |  | LV (≤ 1 kV) power cable, single core, section 300 mm² | m | 0 | 4638 | 4638 |  | 0.2 | 927.6 | 1 | 6.8 | 4638 | 31538.4 | 36176.4 |  | 0 |  | 0 | 0 | 0 |  | 0 |  | 0 |  | 0 | 0 | 0
1620.18.42 |  | LV (≤ 1 kV) power cable, single core, section 400 mm² | m | 0 | 0 | 0
1620.18.43 |  | LV (≤ 1 kV) power cable, single core, section 500 mm² | m | 0 | 0 | 0
1620.18.44 |  | LV (≤ 1 kV) power cable, single core, section 630 mm² | m | 0 | 344 | 344 |  | 0.28 | 96.32 | 1.4 | 32.64 | 481.6 | 11228.16 | 11709.76 |  | 0 |  | 0 | 0 | 0 |  | 0 |  | 0 |  | 0 | 0 | 0
1620.18.45 |  | LV (≤ 1 kV) power cable, single core, section 800 mm² | m | 0 | 0 | 0
1620.18.46 |  | LV (≤ 1 kV) power cable, single core, section 1000 mm² | m | 0 | 0 | 0
1620.18.51 |  | LV (≤ 1 kV) control cable, section 1.5 - 2.5 mm², 3 to 5 cores | m | 0 | 516 | 516 |  | 0.05 | 25.8 | 0.25 | 1.5 | 129 | 774 | 903 | 3.05 | 1573.8 | 0.27 | 139.32 | 1.35 | 696.6 | 0.08 | 41.28 | 0.23 | 118.68 |  | 0 | 4.71 | 2430.36
1620.18.52 |  | LV (≤ 1 kV) control cable, section 1.5 - 2.5 mm², 6 to 7 cores | m | 0 | 630 | 630 |  | 0.055 | 34.65 | 0.28 | 2.5 | 176.4 | 1575 | 1751.4 |  | 0 |  | 0 | 0 | 0 |  | 0 |  | 0 |  | 0 | 0 | 0
1620.18.53 |  | LV (≤ 1 kV) control cable, section 1.5 - 2.5 mm², 8 to 12 cores | m | 0 | 10076 | 10076 |  | 0.065 | 654.94 | 0.33 | 3.83 | 3325.08 | 38591.08 | 41916.16 | 0 | 0 | 0.2 | 2015.2 | 1 | 10076 | 1 | 10076 | 0.23 | 2317.48 |  | 0 | 2.23 | 22469.48
1620.18.54 |  | LV (≤ 1 kV) control cable, section 1.5 - 2.5 mm², 13 to 19 cores | m | 0 | 0 | 0
1620.18.55 |  | LV (≤ 1 kV) control cable, section 1.5 - 2.5 mm², 20 to 27 cores | m | 0 | 0 | 0
1620.18.56 |  | LV (≤ 1 kV) control cable, section 1.5 - 2.5 mm², 28 to 37 cores | m | 0 | 0 | 0
1620.18.57 |  | LV (≤ 1 kV) control cable, section 1.5 - 2.5 mm², 38 to 48 cores | m | 0 | 0 | 0
1620.18.61 |  | Signal cable, overall shield, section 0.5 - 1.5 mm², single pair / triples | m | 0 | 0 | 0
1620.18.62 |  | Signal cable, overall shield, section 0.5 - 1.5 mm², 2 to 6 pairs | m | 0 | 229 | 229 |  | 0.065 | 14.885 | 0.33 | 4.5 | 75.57 | 1030.5 | 1106.07 |  | 0 |  | 0 | 0 | 0 |  | 0 |  | 0 |  | 0 | 0 | 0
1620.18.63 |  | Signal cable, overall shield, section 0.5 - 1.5 mm², 7 to 12 pairs | m | 0 | 0 | 0
1620.18.64 |  | Signal cable, overall shield, section 0.5 - 1.5 mm², 2 to 6 triples | m | 0 | 0 | 0
1620.18.65 |  | Signal cable, overall shield, section 0.5 - 1.5 mm², 7 to 12 triples | m | 0 | 0 | 0
1620.18.66 |  | Signal cable, overall + individual shield, section 0.5 - 1.5 mm², 2 to 6 pairs | m | 0 | 0 | 0
1620.18.67 |  | Signal cable, overall + individual shield, section 0.5 - 1.5 mm², 7 to 12 pairs | m | 0 | 0 | 0
1620.18.68 |  | Signal cable, overall + individual shield, section 0.5 - 1.5 mm², 2 to 6 triples | m | 0 | 0 | 0
1620.18.69 |  | Signal cable, overall + individual shield, section 0.5 - 1.5 mm², 7 to 12 triples | m | 0 | 0 | 0
1620.18.71 |  | Fiber optic cable, 4 - 6 strands | m | 0 | 0 | 0
1620.18.72 |  | Fiber optic cable, 12 strands | m | 0 | 0 | 0
1620.18.73 |  | Fiber optic cable, 24 strands | m | 0 | 115 | 115 |  | 0.1 | 11.5 | 0.5 | 8 | 57.5 | 920 | 977.5 |  | 0 |  | 0 | 0 | 0 |  | 0 |  | 0 |  | 0 | 0 | 0
1620.18.81 |  | Signal cable, coaxial or special | m | 0 | 0 | 0
1620.18.82 |  | LAN cable | m | 0 | 2806 | 2806 |  | 0.05 | 140.3 | 0.25 | 2 | 701.5 | 5612 | 6313.5 |  | 0 |  | 0 | 0 | 0 |  | 0 |  | 0 |  | 0 | 0 | 0
1620.19 |  | CONNECTION OF CABLES WITHIN SUBSTATION |  | 0 | 0 | 0
1620.19.01 |  | Connection of MV (≤ 36 kV) - ..../.... kV power cable, 3 cores, section 35 mm² | ea | 0 | 0 | 0
1620.19.02 |  | Connection of MV (≤ 36 kV) - ..../.... kV power cable, 3 cores, section 50 mm² | ea | 0 | 0 | 0
1620.19.03 |  | Connection of MV (≤ 36 kV) - ..../.... kV power cable, 3 cores, section 70 mm² | ea | 0 | 0 | 0
1620.19.04 |  | Connection of MV (≤ 36 kV) - ..../.... kV power cable, 3 cores, section 95 mm² | ea | 0 | 0 | 0
1620.19.05 |  | Connection of MV (≤ 36 kV) - ..../.... kV power cable, 3 cores, section 120 mm² | ea | 0 | 0 | 0
1620.19.06 |  | Connection of MV (≤ 36 kV) - ..../.... kV power cable, 3 cores, section 150 mm² | ea | 0 | 5 | 5 |  | 4.8 | 24 | 24 | 35 | 120 | 175 | 295 |  | 0 |  | 0 | 0 | 0 |  | 0 |  | 0 |  | 0 | 0 | 0
1620.19.07 |  | Connection of MV (≤ 36 kV) - ..../.... kV power cable, 3 cores, section 185 mm² | ea | 0 | 0 | 0
1620.19.11 |  | Connection of MV (≤ 36 kV) - ..../.... kV power cable, single core, section 240 mm² | ea | 0 | 40 | 40 |  | 4 | 160 | 20 | 28 | 800 | 1120 | 1920 |  | 0 |  | 0 | 0 | 0 |  | 0 |  | 0 |  | 0 | 0 | 0
1620.19.12 |  | Connection of MV (≤ 36 kV) - ..../.... kV power cable, single core, section 300 mm² | ea | 0 | 0 | 0
1620.19.13 |  | Connection of MV (≤ 36 kV) - ..../.... kV power cable, single core, section 400 mm² | ea | 0 | 0 | 0
1620.19.14 |  | Connection of MV (≤ 36 kV) - ..../.... kV power cable, single core, section 500 mm² | ea | 0 | 7 | 7 |  | 5.6 | 39.2 | 28 | 45 | 196 | 315 | 511 |  | 0 |  | 0 | 0 | 0 |  | 0 |  | 0 |  | 0 | 0 | 0
1620.19.15 |  | Connection of MV (≤ 36 kV) - ..../.... kV power cable, single core, section 630 mm² | ea | 0 | 0 | 0
1620.19.16 |  | Connection of MV (≤ 36 kV) - ..../.... kV power cable, single core, section 800 mm² | ea | 0 | 0 | 0
1620.19.17 |  | Connection of MV (≤ 36 kV) - ..../.... kV power cable, single core, section 1000 mm² | ea | 0 | 0 | 0
1620.19.21 |  | Connection of LV (≤ 1 kV) power cable, multicore, section 1.5 mm² | ea | 0 | 0 | 0
1620.19.22 |  | Connection of LV (≤ 1 kV) power cable, multicore, section 2.5 mm² | ea | 0 | 10 | 10 |  | 0.65 | 6.5 | 3.25 | 2 | 32.5 | 20 | 52.5 | 0 | 0 | 0.51 | 5.1 | 2.55 | 25.5 | 0.1 | 1 | 0.29 | 2.9 |  | 0 | 2.94 | 29.4
1620.19.23 |  | Connection of LV (≤ 1 kV) power cable, multicore, section 4 mm² | ea | 0 | 0 | 0
1620.19.24 |  | Connection of LV (≤ 1 kV) power cable, multicore, section 6 mm² | ea | 0 | 115 | 115 |  | 0.8 | 92 | 4 | 3 | 460 | 345 | 805 | 0 | 0 | 0.65 | 74.75 | 3.25 | 373.75 | 0.14 | 16.1 | 0.37 | 42.55 |  | 0 | 3.76 | 432.4
1620.19.25 |  | Connection of LV (≤ 1 kV) power cable, multicore, section 10 mm² | ea | 0 | 5 | 5 |  | 0.8 | 4 | 4 | 3.5 | 20 | 17.5 | 37.5 |  | 0 | 0.65 | 3.25 | 3.25 | 16.25 | 0.14 | 0.7 | 0.37 | 1.85 |  | 0 | 3.76 | 18.8
1620.19.26 |  | Connection of LV (≤ 1 kV) power cable, multicore, section 16 mm² | ea | 0 | 51 | 51 |  | 1 | 51 | 5 | 4 | 255 | 204 | 459 |  | 0 | 0.65 | 33.15 | 3.25 | 165.75 | 0.14 | 7.14 | 0.37 | 18.87 |  | 0 | 3.76 | 191.76
1620.19.27 |  | Connection of LV (≤ 1 kV) power cable, multicore, section 25 mm² | ea | 0 | 3 | 3 |  | 1.2 | 3.6 | 6 | 5 | 18 | 15 | 33 |  | 0 | 0.75 | 2.25 | 3.75 | 11.25 | 0.16 | 0.48 | 0.43 | 1.29 |  | 0 | 4.34 | 13.02
1620.19.28 |  | Connection of LV (≤ 1 kV) power cable, multicore, section 35 mm² | ea | 0 | 5 | 5 |  | 1.45 | 7.25 | 7.25 | 6 | 36.25 | 30 | 66.25 |  | 0 |  | 0 | 0 | 0 |  | 0 |  | 0 |  | 0 | 0 | 0
1620.19.29 |  | Connection of LV (≤ 1 kV) power cable, multicore, section 50 mm² | ea | 0 | 5 | 5 |  | 1.6 | 8 | 8 | 7 | 40 | 35 | 75 |  | 0 |  | 0 | 0 | 0 |  | 0 |  | 0 |  | 0 | 0 | 0
1620.19.30 |  | Connection of LV (≤ 1 kV) power cable, multicore, section 70 mm² | ea | 0 | 0 | 0
1620.19.31 |  | Connection of LV (≤ 1 kV) power cable, multicore, section 95 mm² | ea | 0 | 0 | 0
1620.19.32 |  | Connection of LV (≤ 1 kV) power cable, multicore, section 120 mm² | ea | 0 | 14 | 14 |  | 2 | 28 | 10 | 12 | 140 | 168 | 308 |  | 0 |  | 0 | 0 | 0 |  | 0 |  | 0 |  | 0 | 0 | 0
1620.19.33 |  | Connection of LV (≤ 1 kV) power cable, multicore, section 150 mm² | ea | 0 | 7 | 7 |  | 2.25 | 15.75 | 11.25 | 15 | 78.75 | 105 | 183.75 |  | 0 |  | 0 | 0 | 0 |  | 0 |  | 0 |  | 0 | 0 | 0
1620.19.34 |  | Connection of LV (≤ 1 kV) power cable, multicore, section 185 mm² | ea | 0 | 0 | 0
1620.19.35 |  | Connection of LV (≤ 1 kV) power cable, multicore, section 240 mm² | ea | 0 | 5 | 5 |  | 2.8 | 14 | 14 | 22 | 70 | 110 | 180 |  | 0 |  | 0 | 0 | 0 |  | 0 |  | 0 |  | 0 | 0 | 0
1620.19.41 |  | Connection of LV (≤ 1 kV) power cable, single core, section 300 mm² | ea | 0 | 186 | 186 |  | 3.2 | 595.2 | 16 | 18 | 2976 | 3348 | 6324 |  | 0 |  | 0 | 0 | 0 |  | 0 |  | 0 |  | 0 | 0 | 0
1620.19.42 |  | Connection of LV (≤ 1 kV) power cable, single core, section 400 mm² | ea | 0 | 0 | 0
1620.19.43 |  | Connection of LV (≤ 1 kV) power cable, single core, section 500 mm² | ea | 0 | 0 | 0
1620.19.44 |  | Connection of LV (≤ 1 kV) power cable, single core, section 630 mm² | ea | 0 | 14 | 14 |  | 4.8 | 67.2 | 24 | 30 | 336 | 420 | 756 |  | 0 |  | 0 | 0 | 0 |  | 0 |  | 0 |  | 0 | 0 | 0
1620.19.45 |  | Connection of LV (≤ 1 kV) power cable, single core, section 800 mm² | ea | 0 | 0 | 0
1620.19.46 |  | Connection of LV (≤ 1 kV) power cable, single core, section 1000 mm² | ea | 0 | 0 | 0
1620.19.51 |  | Connection of LV (≤ 1 kV) control cable, section 1.5 - 2.5 mm², 3 to 5 cores | ea | 0 | 21 | 21 |  | 0.65 | 13.65 | 3.25 | 2 | 68.25 | 42 | 110.25 |  | 0 |  | 0 | 0 | 0 |  | 0 |  | 0 |  | 0 | 0 | 0
1620.19.52 |  | Connection of LV (≤ 1 kV) control cable, section 1.5 - 2.5 mm², 6 to 7 cores | ea | 0 | 26 | 26 |  | 0.8 | 20.8 | 4 | 2.5 | 104 | 65 | 169 |  | 0 |  | 0 | 0 | 0 |  | 0 |  | 0 |  | 0 | 0 | 0
1620.19.53 |  | Connection of LV (≤ 1 kV) control cable, section 1.5 - 2.5 mm², 8 to 12 cores | ea | 0 | 404 | 404 |  | 1 | 404 | 5 | 3.5 | 2020 | 1414 | 3434 | 0 | 0 | 0.2 | 80.8 | 1 | 404 | 1 | 404 | 0.23 | 92.92 |  | 0 | 2.23 | 900.92
1620.19.54 |  | Connection of LV (≤ 1 kV) control cable, section 1.5 - 2.5 mm², 13 to 19 cores | ea | 0 | 0 | 0
1620.19.55 |  | Connection of LV (≤ 1 kV) control cable, section 1.5 - 2.5 mm², 20 to 27 cores | ea | 0 | 0 | 0
1620.19.56 |  | Connection of LV (≤ 1 kV) control cable, section 1.5 - 2.5 mm², 28 to 37 cores | ea | 0 | 0 | 0
1620.19.57 |  | Connection of LV (≤ 1 kV) control cable, section 1.5 - 2.5 mm², 38 to 48 cores | ea | 0 | 0 | 0
1620.19.61 |  | Connection of Signal cable, overall shield, section 0.5 - 1.5 mm², single pair / triples | ea | 0 | 0 | 0
1620.19.62 |  | Connection of Signal cable, overall shield, section 0.5 - 1.5 mm², 2 to 6 pairs | ea | 0 | 10 | 10 |  | 1.2 | 12 | 6 | 4 | 60 | 40 | 100 |  | 0 |  | 0 | 0 | 0 |  | 0 |  | 0 |  | 0 | 0 | 0
1620.19.63 |  | Connection of Signal cable, overall shield, section 0.5 - 1.5 mm², 7 to 12 pairs | ea | 0 | 0 | 0
1620.19.64 |  | Connection of Signal cable, overall shield, section 0.5 - 1.5 mm², 2 to 6 triples | ea | 0 | 0 | 0
1620.19.65 |  | Connection of Signal cable, overall shield, section 0.5 - 1.5 mm², 7 to 12 triples | ea | 0 | 0 | 0
1620.19.66 |  | Connection of Signal cable, overall + individual shield, section 0.5 - 1.5 mm², 2 to 6 pairs | ea | 0 | 0 | 0
1620.19.67 |  | Connection of Signal cable, overall + individual shield, section 0.5 - 1.5 mm², 7 to 12 pairs | ea | 0 | 0 | 0
1620.19.68 |  | Connection of Signal cable, overall + individual shield, section 0.5 - 1.5 mm², 2 to 6 triples | ea | 0 | 0 | 0
1620.19.69 |  | Connection of Signal cable, overall + individual shield, section 0.5 - 1.5 mm², 7 to 12 triples | ea | 0 | 0 | 0
1620.19.71 |  | Connection of Fiber optic cable, 4 - 6 strands - Connection | ea | 0 | 0 | 0
1620.19.72 |  | Connection of Fiber optic cable, 12 strands - Connection | ea | 0 | 0 | 0
1620.19.73 |  | Connection of Fiber optic cable, 24 strands - Connection | ea | 0 | 5 | 5 |  | 2.4 | 12 | 12 | 15 | 60 | 75 | 135 |  | 0 |  | 0 | 0 | 0 |  | 0 |  | 0 |  | 0 | 0 | 0
1620.19.74 |  | Connection of Fiber optic cable, 4 - 6 strands - splicing | ea | 0 | 0 | 0
1620.19.75 |  | Connection of Fiber optic cable, 12 strands - splicing | ea | 0 | 0 | 0
1620.19.76 |  | Connection of Fiber optic cable, 24 strands - splicing | ea | 0 | 0 | 0
1620.19.81 |  | Connection of Signal cable, coaxial or special | ea | 0 | 0 | 0
1620.19.82 |  | Connection of LAN cable | ea | 0 | 113 | 113 |  | 0.65 | 73.45 | 3.25 | 2 | 367.25 | 226 | 593.25 |  | 0 |  | 0 | 0 | 0 |  | 0 |  | 0 |  | 0 | 0 | 0
|  |  |  | 0 | 0 | 0
|  |  |  | 0 | 0 | 0
|  |  |  | 0 | 0 | 0
0
|  |  |  | 0 | 0 | 0
|  |  |  | 0 | 0 | 0
SYSTEM 1630 - POWER SYSTEM |  |  |  | 0 | 0 | 0
|  |  |  | 0 | 0 | 0
|  |  |  | 0 | 0 | 0
1630.01 |  | CABLE TRAY AND CABLE LADDER INSTALLATION |  | 0 | 0 | 0
1630.01.01 |  | Cable tray, length ..... m, width 50 - 75 mm | m | 0 | 0 | 0
1630.01.02 |  | Cable tray, length ..... m, width 100 - 200 mm | m | 0 | 0 | 0
1630.01.03 |  | Cable tray, length ..... m, width 300 - 400 mm | m | 0 | 0 | 0
1630.01.04 |  | Cable tray, length ..... m, width 500 - 600 mm | m | 0 | 0 | 0
1630.01.05 |  | Cable tray, length ..... m, width 700 - 900 mm | m | 0 | 0 | 0
1630.01.11 |  | Cable ladder, length ..... m, width 50 - 75 mm | m | 0 | 0 | 0
1630.01.12 |  | Cable ladder, length ..... m, width 100 - 200 mm | m | 0 | 0 | 0
1630.01.13 |  | Cable ladder, length ..... m, width 300 - 400 mm | m | 0 | 0 | 0
1630.01.14 |  | Cable ladder, length ..... m, width 500 - 600 mm | m | 7431 | 0 | 7431 |  | 0.45 | 3343.95 | 2.25 | 30 | 16719.75 | 222930 | 239649.75 | 25.44 | 189044.64 | 5.2 | 38641.2 | 26 | 193206 | 2 | 14862 | 3.6 | 26751.6 |  | 0 | 57.04 | 423864.24
1630.01.15 |  | Cable ladder, length ..... m, width 700 - 900 mm | m | 0 | 0 | 0
1630.01.21 |  | Cover, length ..... m, width 50 - 75 mm | m | 0 | 0 | 0
1630.01.22 |  | Cover, length ..... m, width 100 - 200 mm | m | 0 | 0 | 0
1630.01.23 |  | Cover, length ..... m, width 300 - 400 mm | m | 0 | 0 | 0
1630.01.24 |  | Cover, length ..... m, width 500 - 600 mm | m | 2712 | 0 | 2712 |  | 0.12 | 325.44 | 0.6 | 12 | 1627.2 | 32544 | 34171.2 |  | 0 | 0.59 | 1600.08 | 2.95 | 8000.4 | 0.18 | 488.16 | 0.15 | 406.8 |  | 0 | 3.28 | 8895.36
1630.01.25 |  | Cover, length ..... m, width 700 - 900 mm | m | 0 | 0 | 0
1630.02 |  | INSTALLATION OF UNDERGROUND RIGID CONDUIT |  | 0 | 0 | 0
1630.02.01 |  | Steel conduit, up to Ø 1" | m | 0 | 0 | 0
1630.02.02 |  | Steel conduit, Ø 1 ¼" - 1 ½" | m | 0 | 0 | 0
1630.02.03 |  | Steel conduit, Ø 2" | m | 0 | 0 | 0
1630.02.04 |  | Steel conduit, Ø 2 ½" | m | 0 | 0 | 0
1630.02.05 |  | Steel conduit, Ø 3" | m | 0 | 0 | 0
1630.02.06 |  | Steel conduit, Ø 4" | m | 0 | 0 | 0
1630.02.07 |  | Steel conduit, Ø 5" | m | 0 | 0 | 0
1630.02.08 |  | Steel conduit, Ø 6" | m | 0 | 0 | 0
1630.03 |  | INSTALLATION OF ABOVEGROUND RIGID CONDUIT |  | 0 | 0 | 0
1630.03.01 |  | Open system, up to Ø 1" | m | 572 | 0 | 572 |  | 0.28 | 160.16 | 1.4 | 5 | 800.8 | 2860 | 3660.8 | 39.592 | 22646.624 | 9.386 | 5368.792 | 46.93 | 26843.96 | 3.86 | 2207.92 | 6.71 | 3838.12 |  | 0 | 97.092 | 55536.624
1630.03.02 |  | Open system, Ø 1 ¼" - 1 ½" | m | 1143 | 0 | 1143 |  | 0.32 | 365.76 | 1.6 | 7 | 1828.8 | 8001 | 9829.8 |  | 0 |  | 0 | 0 | 0 |  | 0 |  | 0 |  | 0 | 0 | 0
1630.03.03 |  | Open system, Ø 2" | m | 0 | 0 | 0
1630.03.04 |  | Open system, Ø 2 ½" | m | 320 | 0 | 320 |  | 0.4 | 128 | 2 | 11 | 640 | 3520 | 4160 |  | 0 |  | 0 | 0 | 0 |  | 0 |  | 0 |  | 0 | 0 | 0
1630.03.05 |  | Open system, Ø 3" | m | 644 | 0 | 644 |  | 0.45 | 289.8 | 2.25 | 14 | 1449 | 9016 | 10465 |  | 0 |  | 0 | 0 | 0 |  | 0 |  | 0 |  | 0 | 0 | 0
1630.03.06 |  | Open system, Ø 4" | m | 208 | 0 | 208 |  | 0.48 | 99.84 | 2.4 | 18 | 499.2 | 3744 | 4243.2 |  | 0 |  | 0 | 0 | 0 |  | 0 |  | 0 |  | 0 | 0 | 0
1630.03.07 |  | Open system, Ø 5" | m | 0 | 0 | 0
1630.03.08 |  | Open system, Ø 6" | m | 0 | 0 | 0
1630.04 |  | INSTALLATION OF CABLES - DIRECTLY BURIED |  | 0 | 0 | 0
1630.04.01 |  | MV (≤ 36 kV) - ..../.... kV power cable, 3 cores, section 35 mm² | m | 0 | 0 | 0
1630.04.02 |  | MV (≤ 36 kV) - ..../.... kV power cable, 3 cores, section 50 mm² | m | 0 | 0 | 0
1630.04.03 |  | MV (≤ 36 kV) - ..../.... kV power cable, 3 cores, section 70 mm² | m | 0 | 0 | 0
1630.04.04 |  | MV (≤ 36 kV) - ..../.... kV power cable, 3 cores, section 95 mm² | m | 0 | 0 | 0
1630.04.05 |  | MV (≤ 36 kV) - ..../.... kV power cable, 3 cores, section 120 mm² | m | 0 | 0 | 0
1630.04.06 |  | MV (≤ 36 kV) - ..../.... kV power cable, 3 cores, section 150 mm² | m | 0 | 0 | 0
1630.04.07 |  | MV (≤ 36 kV) - ..../.... kV power cable, 3 cores, section 185 mm² | m | 0 | 0 | 0
1630.04.11 |  | MV (≤ 36 kV) - ..../.... kV power cable, single core, section 240 mm² | m | 0 | 0 | 0
1630.04.12 |  | MV (≤ 36 kV) - ..../.... kV power cable, single core, section 300 mm² | m | 0 | 0 | 0
1630.04.13 |  | MV (≤ 36 kV) - ..../.... kV power cable, single core, section 400 mm² | m | 0 | 0 | 0
1630.04.14 |  | MV (≤ 36 kV) - ..../.... kV power cable, single core, section 500 mm² | m | 0 | 0 | 0
1630.04.15 |  | MV (≤ 36 kV) - ..../.... kV power cable, single core, section 630 mm² | m | 0 | 0 | 0
1630.04.16 |  | MV (≤ 36 kV) - ..../.... kV power cable, single core, section 800 mm² | m | 0 | 0 | 0
1630.04.17 |  | MV (≤ 36 kV) - ..../.... kV power cable, single core, section 1000 mm² | m | 0 | 0 | 0
1630.04.21 |  | LV (≤ 1 kV) power cable, multicore, section 1.5 mm² | m | 0 | 0 | 0
1630.04.22 |  | LV (≤ 1 kV) power cable, multicore, section 2.5 mm² | m | 0 | 0 | 0
1630.04.23 |  | LV (≤ 1 kV) power cable, multicore, section 4 mm² | m | 0 | 0 | 0
1630.04.24 |  | LV (≤ 1 kV) power cable, multicore, section 6 mm² | m | 0 | 0 | 0
1630.04.25 |  | LV (≤ 1 kV) power cable, multicore, section 10 mm² | m | 0 | 0 | 0
1630.04.26 |  | LV (≤ 1 kV) power cable, multicore, section 16 mm² | m | 0 | 0 | 0
1630.04.27 |  | LV (≤ 1 kV) power cable, multicore, section 25 mm² | m | 0 | 0 | 0
1630.04.28 |  | LV (≤ 1 kV) power cable, multicore, section 35 mm² | m | 0 | 0 | 0
1630.04.29 |  | LV (≤ 1 kV) power cable, multicore, section 50 mm² | m | 0 | 0 | 0
1630.04.30 |  | LV (≤ 1 kV) power cable, multicore, section 70 mm² | m | 0 | 0 | 0
1630.04.31 |  | LV (≤ 1 kV) power cable, multicore, section 95 mm² | m | 0 | 0 | 0
1630.04.32 |  | LV (≤ 1 kV) power cable, multicore, section 120 mm² | m | 0 | 0 | 0
1630.04.33 |  | LV (≤ 1 kV) power cable, multicore, section 150 mm² | m | 0 | 0 | 0
1630.04.34 |  | LV (≤ 1 kV) power cable, multicore, section 185 mm² | m | 0 | 0 | 0
1630.04.35 |  | LV (≤ 1 kV) power cable, multicore, section 240 mm² | m | 0 | 0 | 0
1630.04.41 |  | LV (≤ 1 kV) power cable, single core, section 300 mm² | m | 0 | 0 | 0
1630.04.42 |  | LV (≤ 1 kV) power cable, single core, section 400 mm² | m | 0 | 0 | 0
1630.04.43 |  | LV (≤ 1 kV) power cable, single core, section 500 mm² | m | 0 | 0 | 0
1630.04.44 |  | LV (≤ 1 kV) power cable, single core, section 630 mm² | m | 0 | 0 | 0
1630.04.45 |  | LV (≤ 1 kV) power cable, single core, section 800 mm² | m | 0 | 0 | 0
1630.04.46 |  | LV (≤ 1 kV) power cable, single core, section 1000 mm² | m | 0 | 0 | 0
1630.04.51 |  | LV (≤ 1 kV) control cable, section 1.5 - 2.5 mm², 3 to 5 cores | m | 0 | 0 | 0
1630.04.52 |  | LV (≤ 1 kV) control cable, section 1.5 - 2.5 mm², 6 to 7 cores | m | 0 | 0 | 0
1630.04.53 |  | LV (≤ 1 kV) control cable, section 1.5 - 2.5 mm², 8 to 12 cores | m | 0 | 0 | 0
1630.04.54 |  | LV (≤ 1 kV) control cable, section 1.5 - 2.5 mm², 13 to 19 cores | m | 0 | 0 | 0
1630.04.55 |  | LV (≤ 1 kV) control cable, section 1.5 - 2.5 mm², 20 to 27 cores | m | 0 | 0 | 0
1630.04.56 |  | LV (≤ 1 kV) control cable, section 1.5 - 2.5 mm², 28 to 37 cores | m | 0 | 0 | 0
1630.04.57 |  | LV (≤ 1 kV) control cable, section 1.5 - 2.5 mm², 38 to 48 cores | m | 0 | 0 | 0
1630.04.61 |  | Signal cable, overall shield, section 0.5 - 1.5 mm², single pair / triples | m | 0 | 0 | 0
1630.04.62 |  | Signal cable, overall shield, section 0.5 - 1.5 mm², 2 to 6 pairs | m | 0 | 0 | 0
1630.04.63 |  | Signal cable, overall shield, section 0.5 - 1.5 mm², 7 to 12 pairs | m | 0 | 0 | 0
1630.04.64 |  | Signal cable, overall shield, section 0.5 - 1.5 mm², 2 to 6 triples | m | 0 | 0 | 0
1630.04.65 |  | Signal cable, overall shield, section 0.5 - 1.5 mm², 7 to 12 triples | m | 0 | 0 | 0
1630.04.66 |  | Signal cable, overall + individual shield, section 0.5 - 1.5 mm², 2 to 6 pairs | m | 0 | 0 | 0
1630.04.67 |  | Signal cable, overall + individual shield, section 0.5 - 1.5 mm², 7 to 12 pairs | m | 0 | 0 | 0
1630.04.68 |  | Signal cable, overall + individual shield, section 0.5 - 1.5 mm², 2 to 6 triples | m | 0 | 0 | 0
1630.04.69 |  | Signal cable, overall + individual shield, section 0.5 - 1.5 mm², 7 to 12 triples | m | 0 | 0 | 0
1630.04.71 |  | Fiber optic cable, 4 - 6 strands | m | 0 | 0 | 0
1630.04.72 |  | Fiber optic cable, 12 strands | m | 0 | 0 | 0
1630.04.73 |  | Fiber optic cable, 24 strands | m | 0 | 0 | 0
1630.04.81 |  | Signal cable, coaxial or special | m | 0 | 0 | 0
1630.04.82 |  | LAN cable | m | 0 | 0 | 0
1630.04.101 |  | Lead Sheathed MV (≤ 36 kV) - ..../.... kV power cable, 3 cores, section 35 mm² | m | 0 | 0 | 0
1630.04.102 |  | Lead Sheathed MV (≤ 36 kV) - ..../.... kV power cable, 3 cores, section 50 mm² | m | 0 | 0 | 0
1630.04.103 |  | Lead Sheathed MV (≤ 36 kV) - ..../.... kV power cable, 3 cores, section 70 mm² | m | 0 | 0 | 0
1630.04.104 |  | Lead Sheathed MV (≤ 36 kV) - ..../.... kV power cable, 3 cores, section 95 mm² | m | 0 | 0 | 0
1630.04.105 |  | Lead Sheathed MV (≤ 36 kV) - ..../.... kV power cable, 3 cores, section 120 mm² | m | 0 | 0 | 0
1630.04.106 |  | Lead Sheathed MV (≤ 36 kV) - ..../.... kV power cable, 3 cores, section 150 mm² | m | 0 | 0 | 0
1630.04.107 |  | Lead Sheathed MV (≤ 36 kV) - ..../.... kV power cable, 3 cores, section 185 mm² | m | 0 | 0 | 0
1630.04.111 |  | Lead Sheathed MV (≤ 36 kV) - ..../.... kV power cable, single core, section 240 mm² | m | 0 | 0 | 0
1630.04.112 |  | Lead Sheathed MV (≤ 36 kV) - ..../.... kV power cable, single core, section 300 mm² | m | 0 | 0 | 0
1630.04.113 |  | Lead Sheathed MV (≤ 36 kV) - ..../.... kV power cable, single core, section 400 mm² | m | 0 | 0 | 0
1630.04.114 |  | Lead Sheathed MV (≤ 36 kV) - ..../.... kV power cable, single core, section 500 mm² | m | 0 | 0 | 0
1630.04.115 |  | Lead Sheathed MV (≤ 36 kV) - ..../.... kV power cable, single core, section 630 mm² | m | 0 | 0 | 0
1630.04.116 |  | Lead Sheathed MV (≤ 36 kV) - ..../.... kV power cable, single core, section 800 mm² | m | 0 | 0 | 0
1630.04.117 |  | Lead Sheathed MV (≤ 36 kV) - ..../.... kV power cable, single core, section 1000 mm² | m | 0 | 0 | 0
1630.04.121 |  | Lead Sheathed LV (≤ 1 kV) power cable, multicore, section 1.5 mm² | m | 0 | 0 | 0
1630.04.122 |  | Lead Sheathed LV (≤ 1 kV) power cable, multicore, section 2.5 mm² | m | 0 | 0 | 0
1630.04.123 |  | Lead Sheathed LV (≤ 1 kV) power cable, multicore, section 4 mm² | m | 0 | 0 | 0
1630.04.124 |  | Lead Sheathed LV (≤ 1 kV) power cable, multicore, section 6 mm² | m | 0 | 0 | 0
1630.04.125 |  | Lead Sheathed LV (≤ 1 kV) power cable, multicore, section 10 mm² | m | 0 | 0 | 0
1630.04.126 |  | Lead Sheathed LV (≤ 1 kV) power cable, multicore, section 16 mm² | m | 0 | 0 | 0
1630.04.127 |  | Lead Sheathed LV (≤ 1 kV) power cable, multicore, section 25 mm² | m | 0 | 0 | 0
1630.04.128 |  | Lead Sheathed LV (≤ 1 kV) power cable, multicore, section 35 mm² | m | 0 | 0 | 0
1630.04.129 |  | Lead Sheathed LV (≤ 1 kV) power cable, multicore, section 50 mm² | m | 0 | 0 | 0
1630.04.130 |  | Lead Sheathed LV (≤ 1 kV) power cable, multicore, section 70 mm² | m | 0 | 0 | 0
1630.04.131 |  | Lead Sheathed LV (≤ 1 kV) power cable, multicore, section 95 mm² | m | 0 | 0 | 0
1630.04.132 |  | Lead Sheathed LV (≤ 1 kV) power cable, multicore, section 120 mm² | m | 0 | 0 | 0
1630.04.133 |  | Lead Sheathed LV (≤ 1 kV) power cable, multicore, section 150 mm² | m | 0 | 0 | 0
1630.04.134 |  | Lead Sheathed LV (≤ 1 kV) power cable, multicore, section 185 mm² | m | 0 | 0 | 0
1630.04.135 |  | Lead Sheathed LV (≤ 1 kV) power cable, multicore, section 240 mm² | m | 0 | 0 | 0
1630.04.141 |  | Lead Sheathed LV (≤ 1 kV) power cable, single core, section 300 mm² | m | 0 | 0 | 0
1630.04.142 |  | Lead Sheathed LV (≤ 1 kV) power cable, single core, section 400 mm² | m | 0 | 0 | 0
1630.04.143 |  | Lead Sheathed LV (≤ 1 kV) power cable, single core, section 500 mm² | m | 0 | 0 | 0
1630.04.144 |  | Lead Sheathed LV (≤ 1 kV) power cable, single core, section 630 mm² | m | 0 | 0 | 0
1630.04.145 |  | Lead Sheathed LV (≤ 1 kV) power cable, single core, section 800 mm² | m | 0 | 0 | 0
1630.04.146 |  | Lead Sheathed LV (≤ 1 kV) power cable, single core, section 1000 mm² | m | 0 | 0 | 0
1630.04.151 |  | Lead Sheathed LV (≤ 1 kV) control cable, section 1.5 - 2.5 mm², 3 to 5 cores | m | 0 | 0 | 0
1630.04.152 |  | Lead Sheathed LV (≤ 1 kV) control cable, section 1.5 - 2.5 mm², 6 to 7 cores | m | 0 | 0 | 0
1630.04.153 |  | Lead Sheathed LV (≤ 1 kV) control cable, section 1.5 - 2.5 mm², 8 to 12 cores | m | 0 | 0 | 0
1630.04.154 |  | Lead Sheathed LV (≤ 1 kV) control cable, section 1.5 - 2.5 mm², 13 to 19 cores | m | 0 | 0 | 0
1630.04.155 |  | Lead Sheathed LV (≤ 1 kV) control cable, section 1.5 - 2.5 mm², 20 to 27 cores | m | 0 | 0 | 0
1630.04.156 |  | Lead Sheathed LV (≤ 1 kV) control cable, section 1.5 - 2.5 mm², 28 to 37 cores | m | 0 | 0 | 0
1630.04.157 |  | Lead Sheathed LV (≤ 1 kV) control cable, section 1.5 - 2.5 mm², 38 to 48 cores | m | 0 | 0 | 0
1630.04.161 |  | Lead Sheathed Signal cable, overall shield, section 0.5 - 1.5 mm², single pair / triples | m | 0 | 0 | 0
1630.04.162 |  | Lead Sheathed Signal cable, overall shield, section 0.5 - 1.5 mm², 2 to 6 pairs | m | 0 | 0 | 0
1630.04.163 |  | Lead Sheathed Signal cable, overall shield, section 0.5 - 1.5 mm², 7 to 12 pairs | m | 0 | 0 | 0
1630.04.164 |  | Lead Sheathed Signal cable, overall shield, section 0.5 - 1.5 mm², 2 to 6 triples | m | 0 | 0 | 0
1630.04.165 |  | Lead Sheathed Signal cable, overall shield, section 0.5 - 1.5 mm², 7 to 12 triples | m | 0 | 0 | 0
1630.04.166 |  | Lead Sheathed Signal cable, overall + individual shield, section 0.5 - 1.5 mm², 2 to 6 pairs | m | 0 | 0 | 0
1630.04.167 |  | Lead Sheathed Signal cable, overall + individual shield, section 0.5 - 1.5 mm², 7 to 12 pairs | m | 0 | 0 | 0
1630.04.168 |  | Lead Sheathed Signal cable, overall + individual shield, section 0.5 - 1.5 mm², 2 to 6 triples | m | 0 | 0 | 0
1630.04.169 |  | Lead Sheathed Signal cable, overall + individual shield, section 0.5 - 1.5 mm², 7 to 12 triples | m | 0 | 0 | 0
1630.04.171 |  | Lead Sheathed Fiber optic cable, 4 - 6 strands | m | 0 | 0 | 0
1630.04.172 |  | Lead Sheathed Fiber optic cable, 12 strands | m | 0 | 0 | 0
1630.04.173 |  | Lead Sheathed Fiber optic cable, 24 strands | m | 0 | 0 | 0
1630.05 |  | INSTALLATION OF CABLES - IN UNDERGROUND DUCTS |  | 0 | 0 | 0
1630.05.01 |  | MV (≤ 36 kV) - ..../.... kV power cable, 3 cores, section 35 mm² | m | 0 | 0 | 0
1630.05.02 |  | MV (≤ 36 kV) - ..../.... kV power cable, 3 cores, section 50 mm² | m | 0 | 0 | 0
1630.05.03 |  | MV (≤ 36 kV) - ..../.... kV power cable, 3 cores, section 70 mm² | m | 0 | 0 | 0
1630.05.04 |  | MV (≤ 36 kV) - ..../.... kV power cable, 3 cores, section 95 mm² | m | 0 | 0 | 0
1630.05.05 |  | MV (≤ 36 kV) - ..../.... kV power cable, 3 cores, section 120 mm² | m | 0 | 0 | 0
1630.05.06 |  | MV (≤ 36 kV) - ..../.... kV power cable, 3 cores, section 150 mm² | m | 0 | 0 | 0
1630.05.07 |  | MV (≤ 36 kV) - ..../.... kV power cable, 3 cores, section 185 mm² | m | 0 | 0 | 0
1630.05.11 |  | MV (≤ 36 kV) - ..../.... kV power cable, single core, section 240 mm² | m | 0 | 0 | 0
1630.05.12 |  | MV (≤ 36 kV) - ..../.... kV power cable, single core, section 300 mm² | m | 0 | 0 | 0
1630.05.13 |  | MV (≤ 36 kV) - ..../.... kV power cable, single core, section 400 mm² | m | 0 | 0 | 0
1630.05.14 |  | MV (≤ 36 kV) - ..../.... kV power cable, single core, section 500 mm² | m | 0 | 0 | 0
1630.05.15 |  | MV (≤ 36 kV) - ..../.... kV power cable, single core, section 630 mm² | m | 0 | 0 | 0
1630.05.16 |  | MV (≤ 36 kV) - ..../.... kV power cable, single core, section 800 mm² | m | 0 | 0 | 0
1630.05.17 |  | MV (≤ 36 kV) - ..../.... kV power cable, single core, section 1000 mm² | m | 0 | 0 | 0
1630.05.21 |  | LV (≤ 1 kV) power cable, multicore, section 1.5 mm² | m | 0 | 0 | 0
1630.05.22 |  | LV (≤ 1 kV) power cable, multicore, section 2.5 mm² | m | 0 | 0 | 0
1630.05.23 |  | LV (≤ 1 kV) power cable, multicore, section 4 mm² | m | 0 | 0 | 0
1630.05.24 |  | LV (≤ 1 kV) power cable, multicore, section 6 mm² | m | 0 | 0 | 0
1630.05.25 |  | LV (≤ 1 kV) power cable, multicore, section 10 mm² | m | 0 | 0 | 0
1630.05.26 |  | LV (≤ 1 kV) power cable, multicore, section 16 mm² | m | 0 | 0 | 0
1630.05.27 |  | LV (≤ 1 kV) power cable, multicore, section 25 mm² | m | 0 | 0 | 0
1630.05.28 |  | LV (≤ 1 kV) power cable, multicore, section 35 mm² | m | 0 | 0 | 0
1630.05.29 |  | LV (≤ 1 kV) power cable, multicore, section 50 mm² | m | 0 | 0 | 0
1630.05.30 |  | LV (≤ 1 kV) power cable, multicore, section 70 mm² | m | 0 | 0 | 0
1630.05.31 |  | LV (≤ 1 kV) power cable, multicore, section 95 mm² | m | 0 | 0 | 0
1630.05.32 |  | LV (≤ 1 kV) power cable, multicore, section 120 mm² | m | 0 | 0 | 0
1630.05.33 |  | LV (≤ 1 kV) power cable, multicore, section 150 mm² | m | 0 | 0 | 0
1630.05.34 |  | LV (≤ 1 kV) power cable, multicore, section 185 mm² | m | 0 | 0 | 0
1630.05.35 |  | LV (≤ 1 kV) power cable, multicore, section 240 mm² | m | 0 | 0 | 0
1630.05.41 |  | LV (≤ 1 kV) power cable, single core, section 300 mm² | m | 0 | 0 | 0
1630.05.42 |  | LV (≤ 1 kV) power cable, single core, section 400 mm² | m | 0 | 0 | 0
1630.05.43 |  | LV (≤ 1 kV) power cable, single core, section 500 mm² | m | 0 | 0 | 0
1630.05.44 |  | LV (≤ 1 kV) power cable, single core, section 630 mm² | m | 0 | 0 | 0
1630.05.45 |  | LV (≤ 1 kV) power cable, single core, section 800 mm² | m | 0 | 0 | 0
1630.05.46 |  | LV (≤ 1 kV) power cable, single core, section 1000 mm² | m | 0 | 0 | 0
1630.05.51 |  | LV (≤ 1 kV) control cable, section 1.5 - 2.5 mm², 3 to 5 cores | m | 0 | 0 | 0
1630.05.52 |  | LV (≤ 1 kV) control cable, section 1.5 - 2.5 mm², 6 to 7 cores | m | 0 | 0 | 0
1630.05.53 |  | LV (≤ 1 kV) control cable, section 1.5 - 2.5 mm², 8 to 12 cores | m | 0 | 0 | 0
1630.05.54 |  | LV (≤ 1 kV) control cable, section 1.5 - 2.5 mm², 13 to 19 cores | m | 0 | 0 | 0
1630.05.55 |  | LV (≤ 1 kV) control cable, section 1.5 - 2.5 mm², 20 to 27 cores | m | 0 | 0 | 0
1630.05.56 |  | LV (≤ 1 kV) control cable, section 1.5 - 2.5 mm², 28 to 37 cores | m | 0 | 0 | 0
1630.05.57 |  | LV (≤ 1 kV) control cable, section 1.5 - 2.5 mm², 38 to 48 cores | m | 0 | 0 | 0
1630.05.61 |  | Signal cable, overall shield, section 0.5 - 1.5 mm², single pair / triples | m | 0 | 0 | 0
1630.05.62 |  | Signal cable, overall shield, section 0.5 - 1.5 mm², 2 to 6 pairs | m | 0 | 0 | 0
1630.05.63 |  | Signal cable, overall shield, section 0.5 - 1.5 mm², 7 to 12 pairs | m | 0 | 0 | 0
1630.05.64 |  | Signal cable, overall shield, section 0.5 - 1.5 mm², 2 to 6 triples | m | 0 | 0 | 0
1630.05.65 |  | Signal cable, overall shield, section 0.5 - 1.5 mm², 7 to 12 triples | m | 0 | 0 | 0
1630.05.66 |  | Signal cable, overall + individual shield, section 0.5 - 1.5 mm², 2 to 6 pairs | m | 0 | 0 | 0
1630.05.67 |  | Signal cable, overall + individual shield, section 0.5 - 1.5 mm², 7 to 12 pairs | m | 0 | 0 | 0
1630.05.68 |  | Signal cable, overall + individual shield, section 0.5 - 1.5 mm², 2 to 6 triples | m | 0 | 0 | 0
1630.05.69 |  | Signal cable, overall + individual shield, section 0.5 - 1.5 mm², 7 to 12 triples | m | 0 | 0 | 0
1630.05.71 |  | Fiber optic cable, 4 - 6 strands | m | 0 | 0 | 0
1630.05.72 |  | Fiber optic cable, 12 strands | m | 0 | 0 | 0
1630.05.73 |  | Fiber optic cable, 24 strands | m | 0 | 0 | 0
1630.05.81 |  | Signal cable, coaxial or special | m | 0 | 0 | 0
1630.05.82 |  | LAN cable | m | 0 | 0 | 0
1630.06 |  | INSTALLATION OF CABLES - IN CABLE TRAYS / LADDERS |  | 0 | 0 | 0
1630.06.01 |  | MV (≤ 36 kV) - ..../.... kV power cable, 3 cores, section 35 mm² | m | 0 | 0 | 0
1630.06.02 |  | MV (≤ 36 kV) - ..../.... kV power cable, 3 cores, section 50 mm² | m | 0 | 0 | 0
1630.06.03 |  | MV (≤ 36 kV) - ..../.... kV power cable, 3 cores, section 70 mm² | m | 0 | 0 | 0
1630.06.04 |  | MV (≤ 36 kV) - ..../.... kV power cable, 3 cores, section 95 mm² | m | 5968 | 0 | 5968 |  | 0.18 | 1074.24 | 0.9 | 28 | 5371.2 | 167104 | 172475.2 |  | 0 |  | 0 | 0 | 0 |  | 0 |  | 0 |  | 0 | 0 | 0
1630.06.05 |  | MV (≤ 36 kV) - ..../.... kV power cable, 3 cores, section 120 mm² | m | 0 | 0 | 0
1630.06.06 |  | MV (≤ 36 kV) - ..../.... kV power cable, 3 cores, section 150 mm² | m | 0 | 0 | 0
1630.06.07 |  | MV (≤ 36 kV) - ..../.... kV power cable, 3 cores, section 185 mm² | m | 0 | 0 | 0
1630.06.11 |  | MV (≤ 36 kV) - ..../.... kV power cable, single core, section 240 mm² | m | 0 | 0 | 0
1630.06.12 |  | MV (≤ 36 kV) - ..../.... kV power cable, single core, section 300 mm² | m | 0 | 0 | 0
1630.06.13 |  | MV (≤ 36 kV) - ..../.... kV power cable, single core, section 400 mm² | m | 0 | 0 | 0
1630.06.14 |  | MV (≤ 36 kV) - ..../.... kV power cable, single core, section 500 mm² | m | 0 | 0 | 0
1630.06.15 |  | MV (≤ 36 kV) - ..../.... kV power cable, single core, section 630 mm² | m | 0 | 0 | 0
1630.06.16 |  | MV (≤ 36 kV) - ..../.... kV power cable, single core, section 800 mm² | m | 0 | 0 | 0
1630.06.17 |  | MV (≤ 36 kV) - ..../.... kV power cable, single core, section 1000 mm² | m | 0 | 0 | 0
1630.06.21 |  | LV (≤ 1 kV) power cable, multicore, section 1.5 mm² | m | 0 | 0 | 0
1630.06.22 |  | LV (≤ 1 kV) power cable, multicore, section 2.5 mm² | m | 945 | 0 | 945 |  | 0.05 | 47.25 | 0.25 | 1.36 | 236.25 | 1285.2 | 1521.45 | 0 | 0 | 0.51 | 481.95 | 2.55 | 2409.75 | 0.1 | 94.5 | 0.29 | 274.05 |  | 0 | 2.94 | 2778.3
1630.06.23 |  | LV (≤ 1 kV) power cable, multicore, section 4 mm² | m | 5834 | 0 | 5834 |  | 0.055 | 320.87 | 0.28 | 2.18 | 1633.52 | 12718.12 | 14351.64 |  | 0 |  | 0 | 0 | 0 |  | 0 |  | 0 |  | 0 | 0 | 0
1630.06.24 |  | LV (≤ 1 kV) power cable, multicore, section 6 mm² | m | 6596 | 0 | 6596 |  | 0.065 | 428.74 | 0.33 | 3.26 | 2176.68 | 21502.96 | 23679.64 |  | 0 | 0.65 | 4287.4 | 3.25 | 21437 | 0.14 | 923.44 | 0.37 | 2440.52 |  | 0 | 3.76 | 24800.96
1630.06.25 |  | LV (≤ 1 kV) power cable, multicore, section 10 mm² | m | 825 | 0 | 825 |  | 0.065 | 53.625 | 0.33 | 5.44 | 272.25 | 4488 | 4760.25 |  | 0 | 0.65 | 536.25 | 3.25 | 2681.25 | 0.14 | 115.5 | 0.37 | 305.25 |  | 0 | 3.76 | 3102
1630.06.26 |  | LV (≤ 1 kV) power cable, multicore, section 16 mm² | m | 3762 | 0 | 3762 |  | 0.07 | 263.34 | 0.35 | 8.71 | 1316.7 | 32767.02 | 34083.72 |  | 0 | 0.65 | 2445.3 | 3.25 | 12226.5 | 0.14 | 526.68 | 0.37 | 1391.94 |  | 0 | 3.76 | 14145.12
1630.06.27 |  | LV (≤ 1 kV) power cable, multicore, section 25 mm² | m | 5205 | 0 | 5205 |  | 0.08 | 416.4 | 0.4 | 13.6 | 2082 | 70788 | 72870 |  | 0 |  | 0 | 0 | 0 |  | 0 |  | 0 |  | 0 | 0 | 0
1630.06.28 |  | LV (≤ 1 kV) power cable, multicore, section 35 mm² | m | 4489 | 0 | 4489 |  | 0.1 | 448.9 | 0.5 | 19.04 | 2244.5 | 85470.56 | 87715.06 |  | 0 |  | 0 | 0 | 0 |  | 0 |  | 0 |  | 0 | 0 | 0
1630.06.29 |  | LV (≤ 1 kV) power cable, multicore, section 50 mm² | m | 5267 | 0 | 5267 |  | 0.11 | 579.37 | 0.55 | 27.2 | 2896.85 | 143262.4 | 146159.25 |  | 0 |  | 0 | 0 | 0 |  | 0 |  | 0 |  | 0 | 0 | 0
1630.06.30 |  | LV (≤ 1 kV) power cable, multicore, section 70 mm² | m | 16603 | 0 | 16603 |  | 0.13 | 2158.39 | 0.65 | 38.08 | 10791.95 | 632242.24 | 643034.19 |  | 0 |  | 0 | 0 | 0 |  | 0 |  | 0 |  | 0 | 0 | 0
1630.06.31 |  | LV (≤ 1 kV) power cable, multicore, section 95 mm² | m | 3023 | 0 | 3023 |  | 0.14 | 423.22 | 0.7 | 51.69 | 2116.1 | 156258.87 | 158374.97 |  | 0 |  | 0 | 0 | 0 |  | 0 |  | 0 |  | 0 | 0 | 0
1630.06.32 |  | LV (≤ 1 kV) power cable, multicore, section 120 mm² | m | 4518 | 0 | 4518 |  | 0.16 | 722.88 | 0.8 | 65.29 | 3614.4 | 294980.22 | 298594.62 |  | 0 |  | 0 | 0 | 0 |  | 0 |  | 0 |  | 0 | 0 | 0
1630.06.33 |  | LV (≤ 1 kV) power cable, multicore, section 150 mm² | m | 9241 | 0 | 9241 |  | 0.18 | 1663.38 | 0.9 | 81.61 | 8316.9 | 754158.01 | 762474.91 |  | 0 |  | 0 | 0 | 0 |  | 0 |  | 0 |  | 0 | 0 | 0
1630.06.34 |  | LV (≤ 1 kV) power cable, multicore, section 185 mm² | m | 4180 | 0 | 4180 |  | 0.19 | 794.2 | 0.95 | 100.65 | 3971 | 420717 | 424688 |  | 0 |  | 0 | 0 | 0 |  | 0 |  | 0 |  | 0 | 0 | 0
1630.06.35 |  | LV (≤ 1 kV) power cable, multicore, section 240 mm² | m | 7523 | 0 | 7523 |  | 0.22 | 1655.06 | 1.1 | 130.58 | 8275.3 | 982353.34 | 990628.64 |  | 0 |  | 0 | 0 | 0 |  | 0 |  | 0 |  | 0 | 0 | 0
1630.06.41 |  | LV (≤ 1 kV) power cable, single core, section 300 mm² | m | 0 | 0 | 0
1630.06.42 |  | LV (≤ 1 kV) power cable, single core, section 400 mm² | m | 0 | 0 | 0
1630.06.43 |  | LV (≤ 1 kV) power cable, single core, section 500 mm² | m | 0 | 0 | 0
1630.06.44 |  | LV (≤ 1 kV) power cable, single core, section 630 mm² | m | 0 | 0 | 0
1630.06.45 |  | LV (≤ 1 kV) power cable, single core, section 800 mm² | m | 0 | 0 | 0
1630.06.46 |  | LV (≤ 1 kV) power cable, single core, section 1000 mm² | m | 0 | 0 | 0
1630.06.51 |  | LV (≤ 1 kV) control cable, section 1.5 - 2.5 mm², 3 to 5 cores | m | 22191 | 0 | 22191 |  | 0.05 | 1109.55 | 0.25 | 1.5 | 5547.75 | 33286.5 | 38834.25 |  | 0 |  | 0 | 0 | 0 |  | 0 |  | 0 |  | 0 | 0 | 0
1630.06.52 |  | LV (≤ 1 kV) control cable, section 1.5 - 2.5 mm², 6 to 7 cores | m | 0 | 0 | 0
1630.06.53 |  | LV (≤ 1 kV) control cable, section 1.5 - 2.5 mm², 8 to 12 cores | m | 46562 | 58 | 46620 |  | 0.065 | 3030.3 | 0.33 | 3.83 | 15384.6 | 178554.6 | 193939.2 | 0 | 0 | 0.2 | 9324 | 1 | 46620 | 1 | 46620 | 0.23 | 10722.6 |  | 0 | 2.23 | 103962.6
1630.06.54 |  | LV (≤ 1 kV) control cable, section 1.5 - 2.5 mm², 13 to 19 cores | m | 0 | 0 | 0
1630.06.55 |  | LV (≤ 1 kV) control cable, section 1.5 - 2.5 mm², 20 to 27 cores | m | 0 | 172 | 172 |  | 0.08 | 13.76 | 0.4 | 9.44 | 68.8 | 1623.68 | 1692.48 |  | 0 |  | 0 | 0 | 0 |  | 0 |  | 0 |  | 0 | 0 | 0
1630.06.56 |  | LV (≤ 1 kV) control cable, section 1.5 - 2.5 mm², 28 to 37 cores | m | 0 | 0 | 0
1630.06.57 |  | LV (≤ 1 kV) control cable, section 1.5 - 2.5 mm², 38 to 48 cores | m | 0 | 0 | 0
1630.06.61 |  | Signal cable, overall shield, section 0.5 - 1.5 mm², single pair / triples | m | 0 | 0 | 0
1630.06.62 |  | Signal cable, overall shield, section 0.5 - 1.5 mm², 2 to 6 pairs | m | 0 | 0 | 0
1630.06.63 |  | Signal cable, overall shield, section 0.5 - 1.5 mm², 7 to 12 pairs | m | 0 | 0 | 0
1630.06.64 |  | Signal cable, overall shield, section 0.5 - 1.5 mm², 2 to 6 triples | m | 6298 | 0 | 6298 |  | 0.065 | 409.37 | 0.33 | 4.5 | 2078.34 | 28341 | 30419.34 |  | 0 |  | 0 | 0 | 0 |  | 0 |  | 0 |  | 0 | 0 | 0
1630.06.65 |  | Signal cable, overall shield, section 0.5 - 1.5 mm², 7 to 12 triples | m | 0 | 0 | 0
1630.06.66 |  | Signal cable, overall + individual shield, section 0.5 - 1.5 mm², 2 to 6 pairs | m | 0 | 0 | 0
1630.06.67 |  | Signal cable, overall + individual shield, section 0.5 - 1.5 mm², 7 to 12 pairs | m | 0 | 0 | 0
1630.06.68 |  | Signal cable, overall + individual shield, section 0.5 - 1.5 mm², 2 to 6 triples | m | 0 | 0 | 0
1630.06.69 |  | Signal cable, overall + individual shield, section 0.5 - 1.5 mm², 7 to 12 triples | m | 0 | 0 | 0
1630.06.71 |  | Fiber optic cable, 4 - 6 strands | m | 0 | 0 | 0
1630.06.72 |  | Fiber optic cable, 12 strands | m | 0 | 0 | 0
1630.06.73 |  | Fiber optic cable, 24 strands | m | 0 | 0 | 0
1630.06.81 |  | Signal cable, coaxial or special | m | 0 | 0 | 0
1630.06.82 |  | LAN cable | m | 0 | 0 | 0
1630.07 |  | CONNECTION OF CABLES |  | 0 | 0 | 0
1630.07.01 |  | Connection of MV (≤ 36 kV) - ..../.... kV power cable, 3 cores, section 35 mm² | ea | 0 | 0 | 0
1630.07.02 |  | Connection of MV (≤ 36 kV) - ..../.... kV power cable, 3 cores, section 50 mm² | ea | 0 | 0 | 0
1630.07.03 |  | Connection of MV (≤ 36 kV) - ..../.... kV power cable, 3 cores, section 70 mm² | ea | 0 | 0 | 0
1630.07.04 |  | Connection of MV (≤ 36 kV) - ..../.... kV power cable, 3 cores, section 95 mm² | ea | 37 | 0 | 37 |  | 4.8 | 177.6 | 24 | 35 | 888 | 1295 | 2183 |  | 0 |  | 0 | 0 | 0 |  | 0 |  | 0 |  | 0 | 0 | 0
1630.07.05 |  | Connection of MV (≤ 36 kV) - ..../.... kV power cable, 3 cores, section 120 mm² | ea | 0 | 0 | 0
1630.07.06 |  | Connection of MV (≤ 36 kV) - ..../.... kV power cable, 3 cores, section 150 mm² | ea | 0 | 0 | 0
1630.07.07 |  | Connection of MV (≤ 36 kV) - ..../.... kV power cable, 3 cores, section 185 mm² | ea | 0 | 0 | 0
1630.07.11 |  | Connection of MV (≤ 36 kV) - ..../.... kV power cable, single core, section 240 mm² | ea | 0 | 0 | 0
1630.07.12 |  | Connection of MV (≤ 36 kV) - ..../.... kV power cable, single core, section 300 mm² | ea | 0 | 0 | 0
1630.07.13 |  | Connection of MV (≤ 36 kV) - ..../.... kV power cable, single core, section 400 mm² | ea | 0 | 0 | 0
1630.07.14 |  | Connection of MV (≤ 36 kV) - ..../.... kV power cable, single core, section 500 mm² | ea | 0 | 0 | 0
1630.07.15 |  | Connection of MV (≤ 36 kV) - ..../.... kV power cable, single core, section 630 mm² | ea | 0 | 0 | 0
1630.07.16 |  | Connection of MV (≤ 36 kV) - ..../.... kV power cable, single core, section 800 mm² | ea | 0 | 0 | 0
1630.07.17 |  | Connection of MV (≤ 36 kV) - ..../.... kV power cable, single core, section 1000 mm² | ea | 0 | 0 | 0
1630.07.21 |  | Connection of LV (≤ 1 kV) power cable, multicore, section 1.5 mm² | ea | 0 | 0 | 0
1630.07.22 |  | Connection of LV (≤ 1 kV) power cable, multicore, section 2.5 mm² | ea | 7 | 0 | 7 |  | 0.65 | 4.55 | 3.25 | 2 | 22.75 | 14 | 36.75 |  | 0 | 0.51 | 3.57 | 2.55 | 17.85 | 0.1 | 0.7 | 0.29 | 2.03 |  | 0 | 2.94 | 20.58
1630.07.23 |  | Connection of LV (≤ 1 kV) power cable, multicore, section 4 mm² | ea | 53 | 0 | 53 |  | 0.7 | 37.1 | 3.5 | 2.5 | 185.5 | 132.5 | 318 |  | 0 |  | 0 | 0 | 0 |  | 0 |  | 0 |  | 0 | 0 | 0
1630.07.24 |  | Connection of LV (≤ 1 kV) power cable, multicore, section 6 mm² | ea | 42 | 0 | 42 |  | 0.8 | 33.6 | 4 | 3 | 168 | 126 | 294 |  | 0 | 0.65 | 27.3 | 3.25 | 136.5 | 0.14 | 5.88 | 0.37 | 15.54 |  | 0 | 3.76 | 157.92
1630.07.25 |  | Connection of LV (≤ 1 kV) power cable, multicore, section 10 mm² | ea | 5 | 0 | 5 |  | 0.9 | 4.5 | 4.5 | 3.5 | 22.5 | 17.5 | 40 |  | 0 | 0.65 | 3.25 | 3.25 | 16.25 | 0.14 | 0.7 | 0.37 | 1.85 |  | 0 | 3.76 | 18.8
1630.07.26 |  | Connection of LV (≤ 1 kV) power cable, multicore, section 16 mm² | ea | 30 | 0 | 30 |  | 1 | 30 | 5 | 4 | 150 | 120 | 270 |  | 0 | 0.65 | 19.5 | 3.25 | 97.5 | 0.14 | 4.2 | 0.37 | 11.1 |  | 0 | 3.76 | 112.8
1630.07.27 |  | Connection of LV (≤ 1 kV) power cable, multicore, section 25 mm² | ea | 44 | 0 | 44 |  | 1.2 | 52.8 | 6 | 5 | 264 | 220 | 484 |  | 0 |  | 0 | 0 | 0 |  | 0 |  | 0 |  | 0 | 0 | 0
1630.07.28 |  | Connection of LV (≤ 1 kV) power cable, multicore, section 35 mm² | ea | 44 | 0 | 44 |  | 1.45 | 63.8 | 7.25 | 6 | 319 | 264 | 583 |  | 0 |  | 0 | 0 | 0 |  | 0 |  | 0 |  | 0 | 0 | 0
1630.07.29 |  | Connection of LV (≤ 1 kV) power cable, multicore, section 50 mm² | ea | 44 | 0 | 44 |  | 1.6 | 70.4 | 8 | 7 | 352 | 308 | 660 |  | 0 |  | 0 | 0 | 0 |  | 0 |  | 0 |  | 0 | 0 | 0
1630.07.30 |  | Connection of LV (≤ 1 kV) power cable, multicore, section 70 mm² | ea | 101 | 0 | 101 |  | 2 | 202 | 10 | 10 | 1010 | 1010 | 2020 |  | 0 |  | 0 | 0 | 0 |  | 0 |  | 0 |  | 0 | 0 | 0
1630.07.31 |  | Connection of LV (≤ 1 kV) power cable, multicore, section 95 mm² | ea | 28 | 0 | 28 |  | 2.4 | 67.2 | 12 | 12 | 336 | 336 | 672 |  | 0 |  | 0 | 0 | 0 |  | 0 |  | 0 |  | 0 | 0 | 0
1630.07.32 |  | Connection of LV (≤ 1 kV) power cable, multicore, section 120 mm² | ea | 37 | 0 | 37 |  | 2.8 | 103.6 | 14 | 15 | 518 | 555 | 1073 |  | 0 |  | 0 | 0 | 0 |  | 0 |  | 0 |  | 0 | 0 | 0
1630.07.33 |  | Connection of LV (≤ 1 kV) power cable, multicore, section 150 mm² | ea | 60 | 0 | 60 |  | 3.2 | 192 | 16 | 18 | 960 | 1080 | 2040 |  | 0 |  | 0 | 0 | 0 |  | 0 |  | 0 |  | 0 | 0 | 0
1630.07.34 |  | Connection of LV (≤ 1 kV) power cable, multicore, section 185 mm² | ea | 30 | 0 | 30 |  | 3.6 | 108 | 18 | 22 | 540 | 660 | 1200 |  | 0 |  | 0 | 0 | 0 |  | 0 |  | 0 |  | 0 | 0 | 0
1630.07.35 |  | Connection of LV (≤ 1 kV) power cable, multicore, section 240 mm² | ea | 55 | 0 | 55 |  | 4 | 220 | 20 | 28 | 1100 | 1540 | 2640 |  | 0 |  | 0 | 0 | 0 |  | 0 |  | 0 |  | 0 | 0 | 0
1630.07.41 |  | Connection of LV (≤ 1 kV) power cable, single core, section 300 mm² | ea | 0 | 0 | 0
1630.07.42 |  | Connection of LV (≤ 1 kV) power cable, single core, section 400 mm² | ea | 0 | 0 | 0
1630.07.43 |  | Connection of LV (≤ 1 kV) power cable, single core, section 500 mm² | ea | 0 | 0 | 0
1630.07.44 |  | Connection of LV (≤ 1 kV) power cable, single core, section 630 mm² | ea | 0 | 0 | 0
1630.07.45 |  | Connection of LV (≤ 1 kV) power cable, single core, section 800 mm² | ea | 0 | 0 | 0
1630.07.46 |  | Connection of LV (≤ 1 kV) power cable, single core, section 1000 mm² | ea | 0 | 0 | 0
1630.07.51 |  | Connection of LV (≤ 1 kV) control cable, section 1.5 - 2.5 mm², 3 to 5 cores | ea | 175 | 0 | 175 |  | 0.65 | 113.75 | 3.25 | 2 | 568.75 | 350 | 918.75 |  | 0 |  | 0 | 0 | 0 |  | 0 |  | 0 |  | 0 | 0 | 0
1630.07.52 |  | Connection of LV (≤ 1 kV) control cable, section 1.5 - 2.5 mm², 6 to 7 cores | ea | 0 | 0 | 0
1630.07.53 |  | Connection of LV (≤ 1 kV) control cable, section 1.5 - 2.5 mm², 8 to 12 cores | ea | 353 | 3 | 356 |  | 1 | 356 | 5 | 3.5 | 1780 | 1246 | 3026 | 0 | 0 | 0.2 | 71.2 | 1 | 356 | 1 | 356 | 0.23 | 81.88 |  | 0 | 2.23 | 793.88
1630.07.54 |  | Connection of LV (≤ 1 kV) control cable, section 1.5 - 2.5 mm², 13 to 19 cores | ea | 0 | 0 | 0
1630.07.55 |  | Connection of LV (≤ 1 kV) control cable, section 1.5 - 2.5 mm², 20 to 27 cores | ea | 0 | 7 | 7 |  | 1.2 | 8.4 | 6 | 5 | 42 | 35 | 77 |  | 0 |  | 0 | 0 | 0 |  | 0 |  | 0 |  | 0 | 0 | 0
1630.07.56 |  | Connection of LV (≤ 1 kV) control cable, section 1.5 - 2.5 mm², 28 to 37 cores | ea | 0 | 0 | 0
1630.07.57 |  | Connection of LV (≤ 1 kV) control cable, section 1.5 - 2.5 mm², 38 to 48 cores | ea | 0 | 0 | 0
1630.07.61 |  | Connection of Signal cable, overall shield, section 0.5 - 1.5 mm², single pair / triples | ea | 0 | 0 | 0
1630.07.62 |  | Connection of Signal cable, overall shield, section 0.5 - 1.5 mm², 2 to 6 pairs | ea | 0 | 0 | 0
1630.07.63 |  | Connection of Signal cable, overall shield, section 0.5 - 1.5 mm², 7 to 12 pairs | ea | 0 | 0 | 0
1630.07.64 |  | Connection of Signal cable, overall shield, section 0.5 - 1.5 mm², 2 to 6 triples | ea | 39 | 0 | 39 |  | 1.2 | 46.8 | 6 | 4 | 234 | 156 | 390 |  | 0 |  | 0 | 0 | 0 |  | 0 |  | 0 |  | 0 | 0 | 0
1630.07.65 |  | Connection of Signal cable, overall shield, section 0.5 - 1.5 mm², 7 to 12 triples | ea | 0 | 0 | 0
1630.07.66 |  | Connection of Signal cable, overall + individual shield, section 0.5 - 1.5 mm², 2 to 6 pairs | ea | 0 | 0 | 0
1630.07.67 |  | Connection of Signal cable, overall + individual shield, section 0.5 - 1.5 mm², 7 to 12 pairs | ea | 0 | 0 | 0
1630.07.68 |  | Connection of Signal cable, overall + individual shield, section 0.5 - 1.5 mm², 2 to 6 triples | ea | 0 | 0 | 0
1630.07.69 |  | Connection of Signal cable, overall + individual shield, section 0.5 - 1.5 mm², 7 to 12 triples | ea | 0 | 0 | 0
1630.07.71 |  | Connection of Fiber optic cable, 4 - 6 strands - Connection | ea | 0 | 0 | 0
1630.07.72 |  | Connection of Fiber optic cable, 12 strands - Connection | ea | 0 | 0 | 0
1630.07.73 |  | Connection of Fiber optic cable, 24 strands - Connection | ea | 0 | 0 | 0
1630.07.74 |  | Connection of Fiber optic cable, 4 - 6 strands - splicing | ea | 0 | 0 | 0
1630.07.75 |  | Connection of Fiber optic cable, 12 strands - splicing | ea | 0 | 0 | 0
1630.07.76 |  | Connection of Fiber optic cable, 24 strands - splicing | ea | 0 | 0 | 0
1630.07.81 |  | Connection of Signal cable, coaxial or special | ea | 0 | 0 | 0
1630.07.82 |  | Connection of LAN cable | ea | 0 | 0 | 0
1630.08 |  | CONTROL STATION INSTALLATION |  | 0 | 0 | 0
1630.08.01 |  | Start/stop pushbuttons or selector switch | ea | 102 | 0 | 102 |  | 4 | 408 | 20 | 250 | 2040 | 25500 | 27540 |  | 0 |  | 0 | 0 | 0 |  | 0 |  | 0 |  | 0 | 0 | 0
1630.08.02 |  | Start/stop pushbuttons or selector switch plus ammeter | ea | 65 | 0 | 65 |  | 4.8 | 312 | 24 | 350 | 1560 | 22750 | 24310 |  | 0 |  | 0 | 0 | 0 |  | 0 |  | 0 |  | 0 | 0 | 0
1630.08.03 |  | Emergency stop pushbutton or Safety Switch | ea | 81 | 0 | 81 |  | 3.2 | 259.2 | 16 | 200 | 1296 | 16200 | 17496 |  | 0 |  | 0 | 0 | 0 |  | 0 |  | 0 |  | 0 | 0 | 0
1630.09 |  | POWER OUTLETS INSTALLATION |  | 0 | 0 | 0
1630.09.01 |  | Three phase / three phase plus neutral, ≤ 32 A | ea | 0 | 0 | 0
1630.09.02 |  | Three phase / three phase plus neutral, 63 A | ea | 17 | 0 | 17 |  | 2.4 | 40.8 | 12 | 120 | 204 | 2040 | 2244 |  | 0 |  | 0 | 0 | 0 |  | 0 |  | 0 |  | 0 | 0 | 0
1630.09.03 |  | Three phase / three phase plus neutral, > 63 A | ea | 0 | 0 | 0
1630.10 |  | EXECUTION OF UNDERGROUND JOINT |  | 0 | 0 | 0
1630.10.01 |  | MV (≤ 36 kV) - ..../.... kV power cable, 3 cores, section 35 mm² | ea | 0 | 0 | 0
1630.10.02 |  | MV (≤ 36 kV) - ..../.... kV power cable, 3 cores, section 50 mm² | ea | 0 | 0 | 0
1630.10.03 |  | MV (≤ 36 kV) - ..../.... kV power cable, 3 cores, section 70 mm² | ea | 0 | 0 | 0
1630.10.04 |  | MV (≤ 36 kV) - ..../.... kV power cable, 3 cores, section 95 mm² | ea | 0 | 0 | 0
1630.10.05 |  | MV (≤ 36 kV) - ..../.... kV power cable, 3 cores, section 120 mm² | ea | 0 | 0 | 0
1630.10.06 |  | MV (≤ 36 kV) - ..../.... kV power cable, 3 cores, section 150 mm² | ea | 0 | 0 | 0
1630.10.07 |  | MV (≤ 36 kV) - ..../.... kV power cable, 3 cores, section 185 mm² | ea | 0 | 0 | 0
1630.10.11 |  | MV (≤ 36 kV) - ..../.... kV power cable, single core, section 240 mm² | ea | 0 | 0 | 0
1630.10.12 |  | MV (≤ 36 kV) - ..../.... kV power cable, single core, section 300 mm² | ea | 0 | 0 | 0
1630.10.13 |  | MV (≤ 36 kV) - ..../.... kV power cable, single core, section 400 mm² | ea | 0 | 0 | 0
1630.10.14 |  | MV (≤ 36 kV) - ..../.... kV power cable, single core, section 500 mm² | ea | 0 | 0 | 0
1630.10.15 |  | MV (≤ 36 kV) - ..../.... kV power cable, single core, section 630 mm² | ea | 0 | 0 | 0
1630.10.16 |  | MV (≤ 36 kV) - ..../.... kV power cable, single core, section 800 mm² | ea | 0 | 0 | 0
1630.10.17 |  | MV (≤ 36 kV) - ..../.... kV power cable, single core, section 1000 mm² | ea | 0 | 0 | 0
1630.11 |  | JUNCTION BOX INSTALLATION |  | 0 | 0 | 0
1630.11.01 |  | Volume ≤ 10 dm³ | ea | 0 | 0 | 0
1630.11.02 |  | Volume 10.1 - 25 dm³ | ea | 0 | 0 | 0
1630.11.03 |  | Volume 25.1 - 50 dm³ | ea | 0 | 0 | 0
1630.11.04 |  | Volume 50.1 - 80 dm³ | ea | 0 | 0 | 0
1630.11.05 |  | Volume 80.1 - 130 dm³ | ea | 0 | 0 | 0
1630.12 |  | VARIOUS EQUIPMENT INSTALLATION |  | 0 | 0 | 0
1630.12.01 |  | Static earthing device | ea | 0 | 0 | 0
1630.12.02 |  | Disconnect switch, ...... V, ...... A | ea | 0 | 0 | 0
1630.12.03 |  | Enclosed circuit breaker, ...... V, ...... A | ea | 0 | 0 | 0
1630.12.04 |  | Enclosed motor starter, ...... V, ...... A | ea | 0 | 0 | 0
1630.12.05 |  | Instrument housing, volume ...... dm³ | ea | 0 | 0 | 0
1630.12.06 |  | Pressurized equipment enclosure, ..... x ..... x ..... mm (L x D x H) | ea | 0 | 0 | 0
1630.12.07 |  | Switchrack, length x height ..... x ....., ..... A | ea | 0 | 0 | 0
1630.12.08 |  | Photovoltaic module, ... Wp | ea | 0 | 0 | 0
1630.12.09 |  | Prefabricated substation module, ..... x ..... x ..... mm (L x D x H) | ea | 0 | 0 | 0
1630.12.10 |  | Local Distribution Panel | ea | 0 | 0 | 0
1630.13 |  | FIRESTOP INSTALLATION |  | 0 | 0 | 0
1630.13.01 |  | Cable tray wall penetration, 450 - 750 mm width | ea | 0 | 0 | 0
1630.13.02 |  | Cable tray wall penetration, 900 - 1200 mm width | ea | 0 | 0 | 0
1630.13.11 |  | Duct bank firestop barrier, for no. ...... ducts ....... mm diameter | ea | 0 | 0 | 0
|  |  |  | 0 | 0 | 0
|  |  |  | 0 | 0 | 0
|  |  |  | 0 | 0 | 0
0
|  |  |  | 0 | 0 | 0
|  |  |  | 0 | 0 | 0
SYSTEM 1640 - HIGH VOLTAGE EQUIPMENT |  |  |  | 0 | 0 | 0
|  |  |  | 0 | 0 | 0
|  |  |  | 0 | 0 | 0
1640.01 |  | H.V. POWER LINES INSTALLATION AND CONNECTION |  | 0 | 0 | 0
1640.01.01 |  | HV (… kV) line, 3 single core cables, directly buried, section 400 - 630 mm² | m | 0 | 0 | 0
1640.01.02 |  | HV (… kV) line, 3 single core cables, directly buried, section 800 - 1200 mm² | m | 0 | 0 | 0
1640.01.03 |  | HV (… kV) line, 3 single core cables, in duct bank, section 400 - 630 mm² | m | 0 | 0 | 0
1640.01.04 |  | HV (… kV) line, 3 single core cables, in duct bank, section 800 - 1200 mm² | m | 0 | 0 | 0
1640.02 |  | H.V. SUBSTATIONS INSTALLATION AND CONNECTION |  | 0 | 0 | 0
1640.02.01 |  | HV gantry - … kV | ea | 0 | 0 | 0
1640.02.11 |  | Aerial outdoor switchyard bay - … kV | ea | 0 | 0 | 0
1640.02.21 |  | Gas insulated bay - … kV | ea | 0 | 0 | 0
1640.02.41 |  | Gas insulated bus duct installation and connection at both ends - … kV (3 phases / 3 single phase) | m | 0 | 0 | 0
1640.02.51 |  | HV (… kV) cable termination and plug-in connection | ea | 0 | 0 | 0
1640.02.52 |  | HV (… kV) cable termination and connection to gas insulated aerial bushing | ea | 0 | 0 | 0
1640.02.71 |  | HV bay protective relay panel | ea | 0 | 0 | 0
1640.02.72 |  | HV bay control panel | ea | 0 | 0 | 0
|  |  |  | 0 | 0 | 0
|  |  |  | 0 | 0 | 0
|  |  |  | 0 | 0 | 0
0
|  |  |  | 0 | 0 | 0
|  |  |  | 0 | 0 | 0
SYSTEM 1650 - ELECTRICAL HEAT TRACING SYSTEM |  |  |  | 0 | 0 | 0
|  |  |  | 0 | 0 | 0
|  |  |  | 0 | 0 | 0
1650.01 |  | INSTALLATION OF LOCAL DISTRIBUTION PANEL |  | 0 | 0 | 0
1650.01.01 |  | Local distribution panel - 6 circuits | ea | 0 | 0 | 0
1650.01.02 |  | Local distribution panel - 12 circuits | ea | 0 | 0 | 0
1650.01.03 |  | Local distribution panel - 18 circuits | ea | 0 | 0 | 0
1650.01.04 |  | Local distribution panel - 24 circuits | ea | 40 | 0 | 40 |  | 20 | 800 | 100 | 1200 | 4000 | 48000 | 52000 |  | 0 |  | 0 | 0 | 0 |  | 0 |  | 0 |  | 0 | 0 | 0
1650.01.05 |  | Local distribution panel - 36+ circuits | ea | 0 | 0 | 0
1650.01.11 |  | Local distribution panel with transformer ≤ ..... kVA - 6 circuits | ea | 0 | 0 | 0
1650.01.12 |  | Local distribution panel with transformer ≤ ..... kVA - 12 circuits | ea | 0 | 0 | 0
1650.01.13 |  | Local distribution panel with transformer ≤ ..... kVA - 18 circuits | ea | 0 | 0 | 0
1650.01.14 |  | Local distribution panel with transformer ≤ ..... kVA - 24 circuits | ea | 0 | 0 | 0
1650.01.15 |  | Local distribution panel with transformer ≤ ..... kVA - 36+ circuits | ea | 0 | 0 | 0
1650.02 |  | INSTALLATION OF MAIN JUNCTION BOX |  | 0 | 0 | 0
1650.02.01 |  | Volume ≤ 10 dm³ | ea | 0 | 0 | 0
1650.02.02 |  | Volume 10.1 - 25 dm³ | ea | 930 | 0 | 930 |  | 1.2 | 1116 | 6 | 45 | 5580 | 41850 | 47430 |  | 0 |  | 0 | 0 | 0 |  | 0 |  | 0 |  | 0 | 0 | 0
1650.02.03 |  | Volume 25.1 - 50 dm³ | ea | 0 | 0 | 0
1650.03 |  | CABLE WAY INSTALLATION AND CONNECTION |  | 0 | 0 | 0
1650.03.01 |  | Open conduit / tray + multicore cable system | ea | 2333 | 0 | 2333 |  | 2 | 4666 | 10 | 15 | 23330 | 34995 | 58325 |  | 0 |  | 0 | 0 | 0 |  | 0 |  | 0 |  | 0 | 0 | 0
1650.03.11 |  | Closed conduit + single wires system | ea | 0 | 0 | 0
1650.04 |  | HEATING CABLES INSTALLATION |  | 0 | 0 | 0
1650.04.01 |  | Self regulating type | m | 67974 | 0 | 67974 |  | 0.1 | 6797.4 | 0.5 | 11.25 | 33987 | 764707.5 | 798694.5 |  | 0 |  | 0 | 0 | 0 |  | 0 |  | 0 |  | 0 | 0 | 0
1650.04.02 |  | Power limiting type | m | 0 | 0 | 0
1650.04.03 |  | Constant wattage type | m | 0 | 0 | 0
1650.04.04 |  | Polymer insulated type | m | 14648 | 0 | 14648 |  | 0.12 | 1757.76 | 0.6 | 20 | 8788.8 | 292960 | 301748.8 |  | 0 |  | 0 | 0 | 0 |  | 0 |  | 0 |  | 0 | 0 | 0
1650.04.05 |  | Mineral insulated type | m | 14648 | 0 | 14648 |  | 0.14 | 2050.72 | 0.7 | 40 | 10253.6 | 585920 | 596173.6 |  | 0 |  | 0 | 0 | 0 |  | 0 |  | 0 |  | 0 | 0 | 0
1650.04.06 |  | Skin effect type | m | 0 | 0 | 0
1650.04.11 |  | End seal - Self regulating type | ea | 1652 | 0 | 1652 |  | 0.65 | 1073.8 | 3.25 | 18 | 5369 | 29736 | 35105 |  | 0 |  | 0 | 0 | 0 |  | 0 |  | 0 |  | 0 | 0 | 0
1650.04.12 |  | End seal - Power limiting type | ea | 0 | 0 | 0
1650.04.13 |  | End seal - Constant wattage type | ea | 0 | 0 | 0
1650.04.14 |  | End seal - Polymer insulated type | ea | 341 | 0 | 341 |  | 0.8 | 272.8 | 4 | 25 | 1364 | 8525 | 9889 |  | 0 |  | 0 | 0 | 0 |  | 0 |  | 0 |  | 0 | 0 | 0
1650.04.15 |  | End seal - Mineral insulated type | ea | 341 | 0 | 341 |  | 1 | 341 | 5 | 35 | 1705 | 11935 | 13640 |  | 0 |  | 0 | 0 | 0 |  | 0 |  | 0 |  | 0 | 0 | 0
1650.04.16 |  | End seal - Skin effect type | ea | 0 | 0 | 0
1650.04.21 |  | Splice/Tee - Self regulating type | ea | 0 | 0 | 0
1650.04.22 |  | Splice/Tee - Power limiting type | ea | 0 | 0 | 0
1650.04.23 |  | Splice/Tee - Constant wattage type | ea | 0 | 0 | 0
1650.04.24 |  | Splice/Tee - Polymer insulated type | ea | 0 | 0 | 0
1650.04.25 |  | Splice/Tee - Mineral insulated type | ea | 0 | 0 | 0
1650.04.26 |  | Splice/Tee - Skin effect type | ea | 0 | 0 | 0
1650.05 |  | INSTALLATION AND CONNECTION OF TEMPERATURE SWITCH |  | 0 | 0 | 0
1650.05.01 |  | Open conduit / tray + multicore cable system - Thermostat | ea | 0 | 0 | 0
1650.05.02 |  | Open conduit / tray + multicore cable system - Resistance temperature detector | ea | 1542 | 0 | 1542 |  | 2.4 | 3700.8 | 12 | 55 | 18504 | 84810 | 103314 |  | 0 |  | 0 | 0 | 0 |  | 0 |  | 0 |  | 0 | 0 | 0
1650.05.03 |  | Open conduit / tray + multicore cable system - Remote field monitoring module | ea | 0 | 0 | 0
1650.05.11 |  | Closed conduit + single wires system - Thermostat | ea | 0 | 0 | 0
1650.05.12 |  | Closed conduit + single wires system - Resistance temperature detector | ea | 0 | 0 | 0
1650.05.13 |  | Closed conduit + single wires system - Remote field monitoring module | ea | 0 | 0 | 0
1650.06 |  | INSTALLATION AND WELDING OF SKIN EFFECT HEAT TUBING |  | 0 | 0 | 0
1650.06.01 |  | Heat tube installation and welding/strapping on main pipe | m | 0 | 0 | 0
|  |  |  | 0 | 0 | 0
|  |  |  | 0 | 0 | 0
|  |  |  | 0 | 0 | 0
0
|  |  |  | 0 | 0 | 0
|  |  |  | 0 | 0 | 0
SYSTEM 1670 . CATHODIC PROTECTION SYSTEM |  |  |  | 0 | 0 | 0
|  |  |  | 0 | 0 | 0
|  |  |  | 0 | 0 | 0
1670.01 |  | INSTALLATION OF POWER SUPPLY UNIT |  | 0 | 0 | 0
1670.01.01 |  | Transformer rectifier, oil immersed, ...... V - ...... A | ea | 1 | 0 | 1 |  | 38 | 38 | 190 | 0 | 190 | 0 | 190 |  | 0 |  | 0 | 0 | 0 |  | 0 |  | 0 |  | 0 | 0 | 0
1670.01.02 |  | Transformer rectifier, dry type, ...... V - ...... A | ea | 0 | 0 | 0
1670.02 |  | INSTALLATION OF ANODES |  | 0 | 0 | 0
1670.02.01 |  | Impressed current system - Cylindrical - Pre-packaged silicon iron, L = .... m, Ø = .... mm | ea | 0 | 0 | 0
1670.02.02 |  | Impressed current system - Ribbon - Mixed metal oxide, width = .... mm | m | 0 | 0 | 0
1670.02.03 |  | Impressed current system - Wire - Mixed metal oxide, width = .... mm | m | 2530 | 0 | 2530 |  | 0.16 | 404.8 | 0.8 | 15 | 2024 | 37950 | 39974 |  | 0 |  | 0 | 0 | 0 |  | 0 |  | 0 |  | 0 | 0 | 0
1670.02.04 |  | Galvanic system - Cylindrical - Magnesium, L = .... m, Ø = ..... mm | ea | 0 | 0 | 0
1670.02.05 |  | Galvanic system - Ribbon - Zinc / Magnesium, width = .... mm | m | 0 | 0 | 0
1670.02.06 |  | Galvanic system - Tank internals - Aluminum / Zinc / Magnesium, L = .... m, Ø = ..... mm | ea | 0 | 0 | 0
1670.02.07 |  | Zinc earthing cell | ea | 0 | 0 | 0
1670.03 |  | INSTALLATION OF REFERENCE ELECTRODES |  | 0 | 0 | 0
1670.03.01 |  | Permanent - Copper / Copper Sulfate | ea | 7 | 0 | 7 |  | 3.2 | 22.4 | 16 | 120 | 112 | 840 | 952 |  | 0 |  | 0 | 0 | 0 |  | 0 |  | 0 |  | 0 | 0 | 0
1670.03.02 |  | Permanent - Silver / Silver Chloride | ea | 0 | 0 | 0
1670.04 |  | INSTALLATION OF TEST STATIONS |  | 0 | 0 | 0
1670.04.01 |  | Test point, pipe mounting | ea | 7 | 0 | 7 |  | 2.4 | 16.8 | 12 | 65 | 84 | 455 | 539 |  | 0 |  | 0 | 0 | 0 |  | 0 |  | 0 |  | 0 | 0 | 0
1670.04.02 |  | Test point, flush mounting (soil access) | ea | 0 | 0 | 0
1670.05 |  | INSTALLATION OF JUNCTION BOXES |  | 0 | 0 | 0
1670.05.01 |  | Volume ≤ 10 dm³ | ea | 0 | 0 | 0
1670.05.02 |  | Volume 10.1 - 25 dm³ | ea | 3 | 0 | 3 |  | 1.2 | 3.6 | 6 | 45 | 18 | 135 | 153 |  | 0 |  | 0 | 0 | 0 |  | 0 |  | 0 |  | 0 | 0 | 0
1670.05.03 |  | Volume 25.1 - 50 dm³ | ea | 0 | 0 | 0
1670.06 |  | INSTALLATION OF ELECTRICAL CABLES (POSITIVE AND NEGATIVE) |  | 0 | 0 | 0
1670.06.01 |  | Section 6 - 16 mm² | m | 1150 | 0 | 1150 |  | 0.08 | 92 | 0.4 | 3.26 | 460 | 3749 | 4209 |  | 0 |  | 0 | 0 | 0 |  | 0 |  | 0 |  | 0 | 0 | 0
1670.06.02 |  | Section 25 - 50 mm² | m | 575 | 0 | 575 |  | 0.1 | 57.5 | 0.5 | 5.67 | 287.5 | 3260.25 | 3547.75 |  | 0 |  | 0 | 0 | 0 |  | 0 |  | 0 |  | 0 | 0 | 0
|  |  |  | 0 | 0 | 0
|  |  |  | 0 | 0 | 0
|  |  |  | 0 | 0 | 0
|  |  |  | 0 | 0 | 0
|  |  |  | 0 | 0 | 0
|  |  |  | 0 | 0 | 0
SYSTEM 1680 - LIGHTING SYSTEM |  |  |  | 0 | 0 | 0
|  |  |  | 0 | 0 | 0
|  |  |  | 0 | 0 | 0
1680.01 |  | INSTALLATION OF LOCAL DISTRIBUTION PANEL |  | 0 | 0 | 0
1680.01.01 |  | Local distribution panel - 6 circuits | ea | 0 | 0 | 0
1680.01.02 |  | Local distribution panel - 12 circuits | ea | 10 | 0 | 10 |  | 13 | 130 | 65 | 600 | 650 | 6000 | 6650 |  | 0 |  | 0 | 0 | 0 |  | 0 |  | 0 |  | 0 | 0 | 0
1680.01.03 |  | Local distribution panel - 18 circuits | ea | 7 | 0 | 7 |  | 16 | 112 | 80 | 850 | 560 | 5950 | 6510 |  | 0 |  | 0 | 0 | 0 |  | 0 |  | 0 |  | 0 | 0 | 0
1680.01.04 |  | Local distribution panel - 24 circuits | ea | 0 | 0 | 0
1680.01.05 |  | Local distribution panel - 36+ circuits | ea | 0 | 0 | 0
1680.01.11 |  | Local distribution panel with transformer ≤ ..... kVA - 6 circuits | ea | 0 | 0 | 0
1680.01.12 |  | Local distribution panel with transformer ≤ ..... kVA - 12 circuits | ea | 0 | 0 | 0
1680.01.13 |  | Local distribution panel with transformer ≤ ..... kVA - 18 circuits | ea | 0 | 0 | 0
1680.01.14 |  | Local distribution panel with transformer ≤ ..... kVA - 24 circuits | ea | 0 | 0 | 0
1680.01.15 |  | Local distribution panel with transformer ≤ ..... kVA - 36+ circuits | ea | 0 | 0 | 0
1680.02 |  | INSTALLATION OF MAIN JUNCTION BOX |  | 0 | 0 | 0
1680.02.01 |  | Volume ≤ 10 dm³ | ea | 0 | 0 | 0
1680.02.02 |  | Volume 10.1 - 25 dm³ | ea | 0 | 0 | 0
1680.02.03 |  | Volume 25.1 - 50 dm³ | ea | 0 | 0 | 0
1680.03 |  | LIGHTING FIXTURE AND CABLE WAY INSTALLATION AND CONNECTION |  | 0 | 0 | 0
1680.03.01 |  | Open conduit / tray + multicore cable system - Pendant/Ceiling/Wall (bracket) mounting | ea | 762 | 0 | 762 |  | 2.8 | 2133.6 | 14 | 150 | 10668 | 114300 | 124968 |  | 0 |  | 0 | 0 | 0 |  | 0 |  | 0 |  | 0 | 0 | 0
1680.03.02 |  | Open conduit / tray + multicore cable system - Stanchion mounting | ea | 1758 | 0 | 1758 |  | 3.2 | 5625.6 | 16 | 400 | 28128 | 703200 | 731328 |  | 0 |  | 0 | 0 | 0 |  | 0 |  | 0 |  | 0 | 0 | 0
1680.03.03 |  | Open conduit / tray + multicore cable system - HID Floodlight | ea | 71 | 0 | 71 |  | 4.8 | 340.8 | 24 | 1000 | 1704 | 71000 | 72704 |  | 0 |  | 0 | 0 | 0 |  | 0 |  | 0 |  | 0 | 0 | 0
1680.03.04 |  | Open conduit / tray + multicore cable system - Fluorescent emergency light | ea | 0 | 0 | 0
1680.03.05 |  | Open conduit / tray + multicore cable system - Safety shower | ea | 0 | 0 | 0
1680.03.11 |  | Closed conduit + single wires system - Pendant/Ceiling/Wall (bracket) mounting | ea | 0 | 0 | 0
1680.03.12 |  | Closed conduit + single wires system - Stanchion mounting | ea | 0 | 0 | 0
1680.03.13 |  | Closed conduit + single wires system - HID Floodlight | ea | 0 | 0 | 0
1680.03.14 |  | Closed conduit + single wires system - Fluorescent emergency light | ea | 0 | 0 | 0
1680.03.15 |  | Closed conduit + single wires system - Safety shower | ea | 0 | 0 | 0
1680.04 |  | INSTALLATION AND CONNECTION OF STREET LIGHTING POLE |  | 0 | 0 | 0
1680.04.01 |  | Single arm, 7 - 9 m | ea | 0 | 0 | 0
1680.04.02 |  | Single arm, 10 - 12 m | ea | 0 | 0 | 0
1680.04.03 |  | Double arm, 7 - 9 m | ea | 0 | 0 | 0
1680.04.04 |  | Double arm, 10 - 12 m | ea | 0 | 0 | 0
1680.05 |  | INSTALLATION AND CONNECTION OF LIGHTING TOWER |  | 0 | 0 | 0
1680.05.01 |  | with fixed platform/crown, height 20 - 30 m, 3 - 6 projectors | ea | 0 | 0 | 0
1680.05.02 |  | with fixed platform/crown, height 20 - 30 m, 7 - 10 projectors | ea | 0 | 0 | 0
1680.05.03 |  | with fixed platform/crown, height 20 - 30 m, 11 - 15 projectors | ea | 0 | 0 | 0
1680.05.11 |  | with movable platform/crown, height 20 - 30 m, 3 - 6 projectors | ea | 0 | 0 | 0
1680.05.12 |  | with movable platform/crown, height 20 - 30 m, 7 - 10 projectors | ea | 0 | 0 | 0
1680.05.13 |  | with movable platform/crown, height 20 - 30 m, 11 - 15 projectors | ea | 0 | 0 | 0
1680.06 |  | RECEPTACLE OUTLET AND CABLE WAY INSTALLATION AND CONNECTION |  | 0 | 0 | 0
1680.06.01 |  | Open conduit / tray + multicore cable system, ≤ 20 A | ea | 183 | 0 | 183 |  | 2 | 366 | 10 | 120 | 1830 | 21960 | 23790 |  | 0 |  | 0 | 0 | 0 |  | 0 |  | 0 |  | 0 | 0 | 0
1680.06.11 |  | Closed conduit + single wires system, ≤ 20 A | ea | 0 | 0 | 0
1680.07 |  | LIGHTING LEVEL GAUGE AND CABLE WAY INSTALLATION AND CONNECTION |  | 0 | 0 | 0
1680.07.01 |  | Open conduit / tray + multicore cable system | ea | 0 | 0 | 0
1680.07.11 |  | Closed conduit + single wires system | ea | 0 | 0 | 0
1680.08 |  | AIRCRAFT WARNING LIGHTING SYSTEM AND CABLE WAY INST. AND CONNECTION |  | 0 | 0 | 0
1680.08.01 |  | Distribution and control panel | ea | 3 | 0 | 3 |  | 13 | 39 | 65 | 800 | 195 | 2400 | 2595 |  | 0 |  | 0 | 0 | 0 |  | 0 |  | 0 |  | 0 | 0 | 0
1680.08.11 |  | Open conduit / tray + multicore cable system - Obstruction beacons | ea | 14 | 0 | 14 |  | 4.8 | 67.2 | 24 | 500 | 336 | 7000 | 7336 |  | 0 |  | 0 | 0 | 0 |  | 0 |  | 0 |  | 0 | 0 | 0
1680.08.12 |  | Closed conduit + single wires system - Obstruction beacons | ea | 0 | 0 | 0
1680.08.21 |  | Hanger system, height ..... m | ea | 0 | 0 | 0
[9 empty] | 87710.58 |  |  | 438953.33 | 7980021.91 | 8418975.24